## cable
Index | ID | FromBus | ToBus | CableLengthUnit | InService | InServiceState | LengthValue | OhmsPerLengthUnit | OhmsPerLengthValue | RPosValue | RZeroValue | XPosValue | XZeroValue | YPosValue | YZeroValue
1 | CABLE_LZDO11242~_1073 | BUS_CNODE_JCT__1314 | BUS_CNODE_JCT__1315 | 0 | true | New | 163 | 0 | 1000 | 0.0599999987 | 0.100000001 | 0.0879999995 | 0.209999993 | 0 | 0
2 | CABLE_LZDO18860~_1072 | BUS_CNODE_JCT__1313 | BUS_line1_236 | 0 | true | New | 97 | 0 | 1000 | 0.493999988 | 0.785459995 | 0.123000003 | 0.312420011 | 0 | 0
3 | CABLE_LZDO18858~_1095 | BUS_CNODE_JCT__1344 | BUS_CNODE_JCT__1345 | 0 | true | New | 152 | 0 | 1000 | 0.128000006 | 0.20352 | 0.0986000001 | 0.250443995 | 0 | 0
4 | CABLE_10kV爱涛线3号环_1093 | BUS_CNODE_JCT__1341 | BUS_CNODE_JCT__1342 | 0 | true | New | 327 | 0 | 1000 | 0.342999995 | 0.545369983 | 0.115000002 | 0.292100012 | 0 | 0
5 | CABLE_3号环网柜111~站_1094 | BUS_CNODE_JCT__1343 | BUS_平花苑#4变高压母线_239 | 0 | true | New | 26 | 0 | 1000 | 0.342999995 | 0.545369983 | 0.115000002 | 0.292100012 | 0 | 0
6 | CABLE_3号环网柜114~站_1102 | BUS_CNODE_JCT__1354 | BUS_平花苑#5变高压母线_237 | 0 | true | New | 321 | 0 | 1000 | 0.342999995 | 0.545369983 | 0.115000002 | 0.292100012 | 0 | 0
7 | CABLE_3号环网柜115~站_1114 | BUS_CNODE_JCT__1373 | BUS_平花苑#3变高压母线_238 | 0 | true | New | 187 | 0 | 1000 | 0.342999995 | 0.545369983 | 0.115000002 | 0.292100012 | 0 | 0
8 | CABLE_LZDO18856~_1071 | BUS_CNODE_JCT__1312 | BUS_苑#7变高压间隔母线_235 | 0 | true | New | 21 | 0 | 1000 | 0.493999988 | 0.785459995 | 0.123000003 | 0.312420011 | 0 | 0
9 | CABLE_LZDO18854~_1070 | BUS_CNODE_JCT__1311 | BUS_花苑#8变高压母线1_233 | 0 | true | New | 5 | 0 | 1000 | 0.342999995 | 0.545369983 | 0.115000002 | 0.292100012 | 0 | 0
10 | CABLE_LZDO18850~_1069 | BUS_CNODE_JCT__1310 | BUS_line47_218 | 0 | true | New | 269 | 0 | 1000 | 0.342999995 | 0.545369983 | 0.115000002 | 0.292100012 | 0 | 0
11 | CABLE_LZDO18853~_1077 | BUS_CNODE_JCT__1310 | BUS_CNODE_JCT__1320 | 0 | true | New | 121 | 0 | 1000 | 0.342999995 | 0.545369983 | 0.115000002 | 0.292100012 | 0 | 0
12 | CABLE_LZDO18840~_1101 | BUS_CNODE_JCT__1352 | BUS_CNODE_JCT__1353 | 0 | true | New | 8 | 0 | 1000 | 0.064000003 | 0.10176 | 0.0892999992 | 0.226822004 | 0 | 0
13 | CABLE_站外-电缆终端头~站_1099 | BUS_CNODE_JCT__1349 | BUS_CNODE_JCT__1350 | 0 | true | New | 296 | 0 | 1000 | 0.064000003 | 0.10176 | 0.0892999992 | 0.226822004 | 0 | 0
14 | CABLE_站外-电缆终端头~站_1097 | BUS_CNODE_JCT__1347 | BUS_line1_223 | 0 | true | New | 13 | 0 | 1000 | 0.247999996 | 0.394320011 | 0.108999997 | 0.276859999 | 0 | 0
15 | CABLE_站外-电缆终端头~站_1098 | BUS_CNODE_JCT__1348 | BUS_花苑#16变高压母线_221 | 0 | true | New | 165 | 0 | 1000 | 0.247999996 | 0.394320011 | 0.108999997 | 0.276859999 | 0 | 0
16 | CABLE_站外-电缆终端头~站_1100 | BUS_CNODE_JCT__1351 | BUS_line1_222 | 0 | true | New | 124 | 0 | 1000 | 0.247999996 | 0.394320011 | 0.108999997 | 0.276859999 | 0 | 0
17 | CABLE_站外-电缆终端头~站_1096 | BUS_CNODE_JCT__1346 | BUS_苑#9变高压间隔母线_240 | 0 | true | New | 49 | 0 | 1000 | 0.247999996 | 0.394320011 | 0.108999997 | 0.276859999 | 0 | 0
18 | CABLE_LZDO18816~_1055 | BUS_CNODE_JCT__1288 | BUS_CNODE_JCT__1289 | 0 | true | New | 10 | 0 | 1000 | 0.064000003 | 0.10176 | 0.0892999992 | 0.226822004 | 0 | 0
19 | CABLE_GLT（A或B）F2_1054 | BUS_CNODE_JCT__1287 | BUS_CNODE_JCT__1285 | 0 | true | New | 42 | 0 | 1000 | 0.064000003 | 0.10176 | 0.0892999992 | 0.226822004 | 0 | 0
20 | CABLE_GLTZ002-12_1053 | BUS_CNODE_JCT__1285 | BUS_CNODE_JCT__1286 | 0 | true | New | 241 | 0 | 1000 | 0.064000003 | 0.10176 | 0.0892999992 | 0.226822004 | 0 | 0
21 | CABLE_站外-电缆终端头~L_1052 | BUS_CNODE_JCT__1284 | BUS_CNODE_JCT__1282 | 0 | true | New | 204 | 0 | 1000 | 0.064000003 | 0.10176 | 0.0892999992 | 0.226822004 | 0 | 0
22 | CABLE_LZJO02124~_1051 | BUS_CNODE_JCT__1282 | BUS_CNODE_JCT__1283 | 0 | true | New | 434 | 0 | 1000 | 0.064000003 | 0.10176 | 0.0892999992 | 0.226822004 | 0 | 0
23 | CABLE_站外-电缆终端头~站_1049 | BUS_CNODE_JCT__1278 | BUS_CNODE_JCT__1279 | 0 | true | New | 58 | 0 | 1000 | 0.342999995 | 0.545369983 | 0.115000002 | 0.292100012 | 0 | 0
24 | CABLE_站外-电缆终端头~站_1050 | BUS_CNODE_JCT__1280 | BUS_CNODE_JCT__1281 | 0 | true | New | 53 | 0 | 1000 | 0.342999995 | 0.545369983 | 0.115000002 | 0.292100012 | 0 | 0
25 | CABLE_站外-电缆终端头24_1063 | BUS_CNODE_JCT__1300 | BUS_CNODE_JCT__1301 | 0 | true | New | 10 | 0 | 1000 | 0.064000003 | 0.10176 | 0.0892999992 | 0.226822004 | 0 | 0
26 | CABLE_LZDO18810~_1083 | BUS_CNODE_JCT__1328 | BUS_CNODE_JCT__1329 | 0 | true | New | 211 | 0 | 1000 | 0.064000003 | 0.10176 | 0.0892999992 | 0.226822004 | 0 | 0
27 | CABLE_10kV爱涛线1号环_1082 | BUS_CNODE_JCT__1326 | BUS_CNODE_JCT__1327 | 0 | true | New | 8 | 0 | 1000 | 0.342999995 | 0.545369983 | 0.115000002 | 0.292100012 | 0 | 0
28 | CABLE_10kV爱涛线1号环_1081 | BUS_CNODE_JCT__1324 | BUS_CNODE_JCT__1325 | 0 | true | New | 19 | 0 | 1000 | 0.342999995 | 0.545369983 | 0.115000002 | 0.292100012 | 0 | 0
29 | CABLE_10kV爱涛线1号环_1104 | BUS_CNODE_JCT__1357 | BUS_CNODE_JCT__1358 | 0 | true | New | 5 | 0 | 1000 | 0.064000003 | 0.10176 | 0.0892999992 | 0.226822004 | 0 | 0
30 | CABLE_站外-电缆终端头~L_1103 | BUS_CNODE_JCT__1355 | BUS_CNODE_JCT__1356 | 0 | true | New | 205 | 0 | 1000 | 0.342999995 | 0.545369983 | 0.115000002 | 0.292100012 | 0 | 0
31 | CABLE_站外-电缆终端头~L_1080 | BUS_CNODE_JCT__1322 | BUS_CNODE_JCT__1323 | 0 | true | New | 241 | 0 | 1000 | 0.195999995 | 0.311639994 | 0.104999997 | 0.2667 | 0 | 0
32 | CABLE_站外-电缆中间接头1_1113 | BUS_CNODE_JCT__1333 | BUS_CNODE_JCT__1372 | 0 | true | New | 270 | 0 | 1000 | 0.064000003 | 0.10176 | 0.0892999992 | 0.226822004 | 0 | 0
33 | CABLE_站外-电缆中间接头1_1086 | BUS_CNODE_JCT__1332 | BUS_CNODE_JCT__1333 | 0 | true | New | 173 | 0 | 1000 | 0.064000003 | 0.10176 | 0.0892999992 | 0.226822004 | 0 | 0
34 | CABLE_站外-电缆终端头18_1087 | BUS_CNODE_JCT__1334 | BUS_CNODE_JCT__1332 | 0 | true | New | 217 | 0 | 1000 | 0.064000003 | 0.10176 | 0.0892999992 | 0.226822004 | 0 | 0
35 | CABLE_站外-电缆中间接头~_1088 | BUS_CNODE_JCT__1335 | BUS_CNODE_JCT__1336 | 0 | true | New | 490 | 0 | 1000 | 0.064000003 | 0.10176 | 0.0892999992 | 0.226822004 | 0 | 0
36 | CABLE_站外-电缆中间接头~_1089 | BUS_CNODE_JCT__1337 | BUS_CNODE_JCT__1335 | 0 | true | New | 430 | 0 | 1000 | 0.064000003 | 0.10176 | 0.0892999992 | 0.226822004 | 0 | 0
37 | CABLE_站外-电缆中间接头~_1090 | BUS_CNODE_JCT__1338 | BUS_CNODE_JCT__1337 | 0 | true | New | 430 | 0 | 1000 | 0.064000003 | 0.10176 | 0.0892999992 | 0.226822004 | 0 | 0
38 | CABLE_爱涛线4号环网柜10_1091 | BUS_CNODE_JCT__1339 | BUS_CNODE_JCT__1338 | 0 | true | New | 445 | 0 | 1000 | 0.064000003 | 0.10176 | 0.0892999992 | 0.226822004 | 0 | 0
39 | CABLE_站外-电缆中间接头~_1092 | BUS_CNODE_JCT__1308 | BUS_CNODE_JCT__1340 | 0 | true | New | 385 | 0 | 1000 | 0.064000003 | 0.10176 | 0.0892999992 | 0.226822004 | 0 | 0
40 | CABLE_站外-电缆中间接头~_1067 | BUS_CNODE_JCT__1307 | BUS_CNODE_JCT__1308 | 0 | true | New | 430 | 0 | 1000 | 0.064000003 | 0.10176 | 0.0892999992 | 0.226822004 | 0 | 0
41 | CABLE_站外-电缆中间接头~_1068 | BUS_CNODE_JCT__1309 | BUS_CNODE_JCT__1307 | 0 | true | New | 430 | 0 | 1000 | 0.064000003 | 0.10176 | 0.0892999992 | 0.226822004 | 0 | 0
42 | CABLE_站外-电缆中间接头~_1078 | BUS_CNODE_JCT__1321 | BUS_CNODE_JCT__1309 | 0 | true | New | 430 | 0 | 1000 | 0.064000003 | 0.10176 | 0.0892999992 | 0.226822004 | 0 | 0
43 | CABLE_站外-电缆终端头18_1079 | BUS_CNODE_JCT__1277 | BUS_CNODE_JCT__1321 | 0 | true | New | 540 | 0 | 1000 | 0.064000003 | 0.10176 | 0.0892999992 | 0.226822004 | 0 | 0
44 | CABLE_LZDO21822~_1107 | BUS_CNODE_JCT__1362 | BUS_CNODE_JCT__1363 | 0 | true | New | 20 | 0 | 1000 | 0.064000003 | 0.10176 | 0.0892999992 | 0.226822004 | 0 | 0
45 | CABLE_站外-电缆终端头~站_1065 | BUS_CNODE_JCT__1304 | BUS_亚都天元居#1箱变_227 | 0 | true | New | 133 | 0 | 1000 | 0.342999995 | 0.545369983 | 0.115000002 | 0.292100012 | 0 | 0
46 | CABLE_站外-电缆终端头~L_1066 | BUS_CNODE_JCT__1305 | BUS_CNODE_JCT__1306 | 0 | true | New | 257 | 0 | 1000 | 0.342999995 | 0.545369983 | 0.115000002 | 0.292100012 | 0 | 0
47 | CABLE_站外-电缆终端头~站_1108 | BUS_元居1#配电所母线1_216 | BUS_CNODE_JCT__1364 | 0 | true | New | 217 | 0 | 1000 | 0.342999995 | 0.545369983 | 0.115000002 | 0.292100012 | 0 | 0
48 | CABLE_站外-电缆终端头~站_1109 | BUS_CNODE_JCT__1365 | BUS_元居1#配电所母线2_217 | 0 | true | New | 202 | 0 | 1000 | 0.342999995 | 0.545369983 | 0.115000002 | 0.292100012 | 0 | 0
49 | CABLE_站外-电缆终端头~站_1106 | BUS_CNODE_JCT__1361 | BUS_CNODE_JCT__1359 | 0 | true | New | 12 | 0 | 1000 | 0.064000003 | 0.10176 | 0.0892999992 | 0.226822004 | 0 | 0
50 | CABLE_站外-电缆中间接头~_1105 | BUS_CNODE_JCT__1359 | BUS_CNODE_JCT__1360 | 0 | true | New | 223 | 0 | 1000 | 0.0979999974 | 0.155819997 | 0.0952000022 | 0.241807997 | 0 | 0
51 | CABLE_站外-电缆终端头~L_1174 | BUS_CNODE_JCT__1423 | BUS_CNODE_JCT__1464 | 0 | true | New | 307 | 0 | 1000 | 0.247999996 | 0.394320011 | 0.108999997 | 0.276859999 | 0 | 0
52 | CABLE_站外-电缆终端头~站_1084 | BUS_CNODE_JCT__1330 | BUS_line1_228 | 0 | true | New | 200 | 0 | 1000 | 0.342999995 | 0.545369983 | 0.115000002 | 0.292100012 | 0 | 0
53 | CABLE_站外-电缆终端头~站_1085 | BUS_CNODE_JCT__1331 | BUS_亚都天元居#3箱变_229 | 0 | true | New | 198 | 0 | 1000 | 0.342999995 | 0.545369983 | 0.115000002 | 0.292100012 | 0 | 0
54 | CABLE_爱涛线12~站外-电_1112 | BUS_CNODE_JCT__1370 | BUS_CNODE_JCT__1371 | 0 | true | New | 137 | 0 | 1000 | 0.064000003 | 0.10176 | 0.0892999992 | 0.226822004 | 0 | 0
55 | CABLE_站外-电缆终端头~爱_1111 | BUS_CNODE_JCT__1368 | BUS_CNODE_JCT__1369 | 0 | true | New | 25 | 0 | 1000 | 0.064000003 | 0.10176 | 0.0892999992 | 0.226822004 | 0 | 0
56 | CABLE_能瑞充电一~南京能瑞_1171 | BUS_CNODE_JCT__1462 | BUS_CNODE_JCT__1463 | 0 | true | New | 90 | 0 | 1000 | 0.247999996 | 0.394320011 | 0.108999997 | 0.276859999 | 0 | 0
57 | CABLE_高湖路灯~开发总公司_1176 | BUS_CNODE_JCT__1465 | BUS_CNODE_JCT__1473 | 0 | true | New | 40 | 0 | 1000 | 0.342999995 | 0.545369983 | 0.115000002 | 0.292100012 | 0 | 0
58 | CABLE_LZDO18757~_1110 | BUS_CNODE_JCT__1366 | BUS_CNODE_JCT__1367 | 0 | true | New | 400 | 0 | 1000 | 0.064000003 | 0.10176 | 0.0892999992 | 0.226822004 | 0 | 0
59 | CABLE_隐龙山支4~江宁经济_1056 | BUS_CNODE_JCT__1290 | BUS_CNODE_JCT__1291 | 0 | true | New | 17 | 0 | 1000 | 0.342999995 | 0.545369983 | 0.115000002 | 0.292100012 | 0 | 0
60 | CABLE_LZDO27462~_1059 | BUS_CNODE_JCT__1294 | BUS_CNODE_JCT__1295 | 0 | true | New | 149 | 0 | 1000 | 0.064000003 | 0.10176 | 0.0892999992 | 0.226822004 | 0 | 0
61 | CABLE_站外-电缆终端头~站_1058 | BUS_CNODE_JCT__1293 | BUS_line1_230 | 0 | true | New | 9 | 0 | 1000 | 0.342999995 | 0.545369983 | 0.115000002 | 0.292100012 | 0 | 0
62 | CABLE_站外-电缆终端头~站_1057 | BUS_CNODE_JCT__1292 | BUS_line1_224 | 0 | true | New | 7 | 0 | 1000 | 0.342999995 | 0.545369983 | 0.115000002 | 0.292100012 | 0 | 0
63 | CABLE_LZDO07185~_1061 | BUS_CNODE_JCT__1298 | BUS_CNODE_JCT__1296 | 0 | true | New | 327 | 0 | 1000 | 0.064000003 | 0.10176 | 0.0892999992 | 0.226822004 | 0 | 0
64 | CABLE_LZJO00644~_1060 | BUS_CNODE_JCT__1296 | BUS_CNODE_JCT__1297 | 0 | true | New | 333 | 0 | 1000 | 0.064000003 | 0.10176 | 0.0892999992 | 0.226822004 | 0 | 0
65 | CABLE_LZDO11350~_1062 | BUS_CNODE_JCT__1298 | BUS_CNODE_JCT__1299 | 0 | true | New | 176 | 0 | 1000 | 0.342999995 | 0.545369983 | 0.115000002 | 0.292100012 | 0 | 0
66 | CABLE_LZDO18835~_1076 | BUS_CNODE_JCT__1318 | BUS_CNODE_JCT__1319 | 0 | true | New | 179 | 0 | 1000 | 0.064000003 | 0.10176 | 0.0892999992 | 0.226822004 | 0 | 0
67 | CABLE_站外-电缆终端头~站_1075 | BUS_CNODE_JCT__1317 | BUS_颐秀居#2变母母线_232 | 0 | true | New | 64 | 0 | 1000 | 0.342999995 | 0.545369983 | 0.115000002 | 0.292100012 | 0 | 0
68 | CABLE_站外-电缆终端头~站_1074 | BUS_CNODE_JCT__1316 | BUS_颐秀居#1变母线_231 | 0 | true | New | 76 | 0 | 1000 | 0.342999995 | 0.545369983 | 0.115000002 | 0.292100012 | 0 | 0
69 | CABLE_LZDO18836~_1064 | BUS_CNODE_JCT__1302 | BUS_CNODE_JCT__1303 | 0 | true | New | 11 | 0 | 1000 | 0.342999995 | 0.545369983 | 0.115000002 | 0.292100012 | 0 | 0

## xline
Index | ID | ExtRef | FixedLoc | OtiGUID | CloneGuid | UseElementColor | Hidden | MetafileName | Orientation | SymbolSize | SymbolType | ServiceState | InheritedState | FromBus | ToBus | ID | IID | InService | InServiceState | Length | LengthUnit | PerLength | PerLengthUnit | RPos | RZero | XPos | XZero | YPos | YZero
1 | XLINE_爱涛线42~爱涛线4_1165 | 0 | 0 | {81A6EB80-9107-40EB-9EF0-9747EF0BBF66} | {00000000-0000-0000-0000-000000000000} | 0 | 0 | aline1.emf | 270 | 0 | ANSI | 2 | 0 | BUS_CNODE_JCT__1314 |  | XLINE_爱涛线42~爱涛线4_1165 | 3013 | true | New | 50 | 2 | 1 | 1 | 0.361000001 | 0.361000001 | 0.263000011 | 0.920000017 | 0 | 0
2 | XLINE_爱涛线41~爱涛线4_1166 | 0 | 0 | {A5F59DB5-E6A6-45E0-91A2-1124DBF77C21} | {00000000-0000-0000-0000-000000000000} | 0 | 0 | aline1.emf | 0 | 0 | ANSI | 2 | 0 | BUS_CNODE_JCT__1418 | BUS_CNODE_JCT__1314 | XLINE_爱涛线41~爱涛线4_1166 | 3014 | true | New | 50 | 2 | 1 | 1 | 0.361000001 | 0.361000001 | 0.263000011 | 0.920000017 | 0 | 0
3 | XLINE_爱涛线40~爱涛线4_1167 | 0 | 0 | {AB24DF30-36DA-448E-A16A-57B6FD1F1175} | {00000000-0000-0000-0000-000000000000} | 0 | 0 | aline1.emf | 0 | 0 | ANSI | 2 | 0 | BUS_CNODE_JCT__1419 | BUS_CNODE_JCT__1418 | XLINE_爱涛线40~爱涛线4_1167 | 3015 | true | New | 50 | 2 | 1 | 1 | 0.361000001 | 0.361000001 | 0.263000011 | 0.920000017 | 0 | 0
4 | XLINE_爱涛线39~爱涛线4_1168 | 0 | 0 | {5E50D825-B698-45C9-8A9D-E4BCEDB68D06} | {00000000-0000-0000-0000-000000000000} | 0 | 0 | aline1.emf | 0 | 0 | ANSI | 2 | 0 | BUS_CNODE_JCT__1396 | BUS_CNODE_JCT__1419 | XLINE_爱涛线39~爱涛线4_1168 | 3025 | true | New | 45 | 2 | 1 | 1 | 0.361000001 | 0.361000001 | 0.263000011 | 0.920000017 | 0 | 0
5 | XLINE_爱涛线38~爱涛线3_1137 | 0 | 0 | {2C40DE6D-C5F5-40BA-AD12-BFBD26E85985} | {00000000-0000-0000-0000-000000000000} | 0 | 0 | aline1.emf | 0 | 0 | ANSI | 2 | 0 | BUS_CNODE_JCT__1395 | BUS_CNODE_JCT__1396 | XLINE_爱涛线38~爱涛线3_1137 | 2949 | true | New | 54 | 2 | 1 | 1 | 0.361000001 | 0.361000001 | 0.263000011 | 0.920000017 | 0 | 0
6 | XLINE_爱涛线37~爱涛线3_1138 | 0 | 0 | {FFCA367D-2777-4229-ADBA-AEA91341CFCC} | {00000000-0000-0000-0000-000000000000} | 0 | 0 | aline1.emf | 0 | 0 | ANSI | 2 | 0 | BUS_CNODE_JCT__1313 | BUS_CNODE_JCT__1395 | XLINE_爱涛线37~爱涛线3_1138 | 2950 | true | New | 46 | 2 | 1 | 1 | 0.361000001 | 0.361000001 | 0.263000011 | 0.920000017 | 0 | 0
7 | XLINE_爱涛线36~爱涛线3_1139 | 0 | 0 | {C657AF21-6240-4CD5-A2D9-6D73F4DA10F8} | {00000000-0000-0000-0000-000000000000} | 0 | 0 | aline1.emf | 0 | 0 | ANSI | 2 | 0 | BUS_CNODE_JCT__1397 | BUS_CNODE_JCT__1313 | XLINE_爱涛线36~爱涛线3_1139 | 2951 | true | New | 37 | 2 | 1 | 1 | 0.361000001 | 0.361000001 | 0.263000011 | 0.920000017 | 0 | 0
8 | XLINE_爱涛线35-1~爱涛_1140 | 0 | 0 | {3DDA7785-6514-4FB9-A7B5-70169F3DCC82} | {00000000-0000-0000-0000-000000000000} | 0 | 0 | aline1.emf | 90 | 0 | ANSI | 2 | 0 | BUS_CNODE_JCT__1398 | BUS_CNODE_JCT__1397 | XLINE_爱涛线35-1~爱涛_1140 | 2961 | true | New | 50 | 2 | 1 | 1 | 0.361000001 | 0.361000001 | 0.263000011 | 0.920000017 | 0 | 0
9 | XLINE_爱涛线35~爱涛线3_1141 | 0 | 0 | {E8608A23-71E3-4EF4-BF06-B3081C70F70B} | {00000000-0000-0000-0000-000000000000} | 0 | 0 | aline1.emf | 90 | 0 | ANSI | 2 | 0 | BUS_CNODE_JCT__1312 | BUS_CNODE_JCT__1398 | XLINE_爱涛线35~爱涛线3_1141 | 2962 | true | New | 50 | 2 | 1 | 1 | 0.361000001 | 0.361000001 | 0.263000011 | 0.920000017 | 0 | 0
10 | XLINE_爱涛线34~爱涛线3_1142 | 0 | 0 | {405E628F-F3B0-474A-BAD6-E1B3ABDC1C1E} | {00000000-0000-0000-0000-000000000000} | 0 | 0 | aline1.emf | 90 | 0 | ANSI | 2 | 0 | BUS_CNODE_JCT__1399 | BUS_CNODE_JCT__1312 | XLINE_爱涛线34~爱涛线3_1142 | 2963 | true | New | 50 | 2 | 1 | 1 | 0.361000001 | 0.361000001 | 0.263000011 | 0.920000017 | 0 | 0
11 | XLINE_爱涛线33~爱涛线3_1143 | 0 | 0 | {7BDA2604-4C0F-46AC-9E5A-0438DE9503D4} | {00000000-0000-0000-0000-000000000000} | 0 | 0 | aline1.emf | 90 | 0 | ANSI | 2 | 0 | BUS_CNODE_JCT__1311 | BUS_CNODE_JCT__1399 | XLINE_爱涛线33~爱涛线3_1143 | 2964 | true | New | 51 | 2 | 1 | 1 | 0.361000001 | 0.361000001 | 0.263000011 | 0.920000017 | 0 | 0
12 | XLINE_爱涛线32~爱涛线3_1144 | 0 | 0 | {7FC7D498-B758-46AF-A776-2BE4F86B723E} | {00000000-0000-0000-0000-000000000000} | 0 | 0 | aline1.emf | 90 | 0 | ANSI | 2 | 0 | BUS_CNODE_JCT__1310 | BUS_CNODE_JCT__1311 | XLINE_爱涛线32~爱涛线3_1144 | 2965 | true | New | 45 | 2 | 1 | 1 | 0.361000001 | 0.361000001 | 0.263000011 | 0.920000017 | 0 | 0
13 | XLINE_爱涛线31~爱涛线3_1145 | 0 | 0 | {0CE107C0-417F-44E4-AB81-56C190C9E7D8} | {00000000-0000-0000-0000-000000000000} | 0 | 0 | aline1.emf | 90 | 0 | ANSI | 2 | 0 | BUS_CNODE_JCT__1400 | BUS_CNODE_JCT__1310 | XLINE_爱涛线31~爱涛线3_1145 | 2966 | true | New | 3 | 2 | 1 | 1 | 0.361000001 | 0.361000001 | 0.263000011 | 0.920000017 | 0 | 0
14 | XLINE_爱涛线30~爱涛线3_1169 | 0 | 0 | {957D9F54-6F95-4567-BC43-01D58908E4C4} | {00000000-0000-0000-0000-000000000000} | 0 | 0 | aline1.emf | 90 | 0 | ANSI | 2 | 0 | BUS_CNODE_JCT__1402 | BUS_CNODE_JCT__1422 | XLINE_爱涛线30~爱涛线3_1169 | 3026 | true | New | 50 | 2 | 1 | 1 | 0.361000001 | 0.361000001 | 0.263000011 | 0.920000017 | 0 | 0
15 | XLINE_爱涛线29~爱涛线3_1146 | 0 | 0 | {FBDE32F4-9E58-482B-923D-1413BAB957A3} | {00000000-0000-0000-0000-000000000000} | 0 | 0 | aline1.emf | 90 | 0 | ANSI | 2 | 0 | BUS_CNODE_JCT__1401 | BUS_CNODE_JCT__1402 | XLINE_爱涛线29~爱涛线3_1146 | 2967 | true | New | 50 | 2 | 1 | 1 | 0.361000001 | 0.361000001 | 0.263000011 | 0.920000017 | 0 | 0
16 | XLINE_爱涛线28~爱涛线2_1147 | 0 | 0 | {A83E2238-6DB1-45B9-B54E-54EF9B259769} | {00000000-0000-0000-0000-000000000000} | 0 | 0 | aline1.emf | 90 | 0 | ANSI | 2 | 0 | BUS_CNODE_JCT__1403 | BUS_CNODE_JCT__1401 | XLINE_爱涛线28~爱涛线2_1147 | 2977 | true | New | 50 | 2 | 1 | 1 | 0.361000001 | 0.361000001 | 0.263000011 | 0.920000017 | 0 | 0
17 | XLINE_爱涛线27~爱涛线2_1148 | 0 | 0 | {0F8C9802-22F8-40FE-8627-CACC13AD9E1E} | {00000000-0000-0000-0000-000000000000} | 0 | 0 | aline1.emf | 90 | 0 | ANSI | 2 | 0 | BUS_CNODE_JCT__1404 | BUS_CNODE_JCT__1403 | XLINE_爱涛线27~爱涛线2_1148 | 2978 | true | New | 50 | 2 | 1 | 1 | 0.361000001 | 0.361000001 | 0.263000011 | 0.920000017 | 0 | 0
18 | XLINE_爱涛线26~爱涛线2_1149 | 0 | 0 | {6BA72919-D083-423F-BCC1-07E0475C6EDD} | {00000000-0000-0000-0000-000000000000} | 0 | 0 | aline1.emf | 90 | 0 | ANSI | 2 | 0 | BUS_CNODE_JCT__1405 | BUS_CNODE_JCT__1404 | XLINE_爱涛线26~爱涛线2_1149 | 2979 | true | New | 50 | 2 | 1 | 1 | 0.361000001 | 0.361000001 | 0.263000011 | 0.920000017 | 0 | 0
19 | XLINE_爱涛线25~爱涛线2_1150 | 0 | 0 | {D4A41C10-5640-4C1D-ABB0-2FB67C243B9D} | {00000000-0000-0000-0000-000000000000} | 0 | 0 | aline1.emf | 90 | 0 | ANSI | 2 | 0 | BUS_CNODE_JCT__1406 | BUS_CNODE_JCT__1405 | XLINE_爱涛线25~爱涛线2_1150 | 2980 | true | New | 50 | 2 | 1 | 1 | 0.361000001 | 0.361000001 | 0.263000011 | 0.920000017 | 0 | 0
20 | XLINE_爱涛线24~爱涛线2_1151 | 0 | 0 | {260567F9-8DC5-461A-B53A-EB2F769C9D10} | {00000000-0000-0000-0000-000000000000} | 0 | 0 | aline1.emf | 90 | 0 | ANSI | 2 | 0 | BUS_CNODE_JCT__1407 | BUS_CNODE_JCT__1406 | XLINE_爱涛线24~爱涛线2_1151 | 2981 | true | New | 50 | 2 | 1 | 1 | 0.361000001 | 0.361000001 | 0.263000011 | 0.920000017 | 0 | 0
21 | XLINE_爱涛线23~爱涛线2_1152 | 0 | 0 | {C7D048AD-4F72-45B5-80FA-C79592451E39} | {00000000-0000-0000-0000-000000000000} | 0 | 0 | aline1.emf | 90 | 0 | ANSI | 2 | 0 | BUS_CNODE_JCT__1408 | BUS_CNODE_JCT__1407 | XLINE_爱涛线23~爱涛线2_1152 | 2982 | true | New | 50 | 2 | 1 | 1 | 0.361000001 | 0.361000001 | 0.263000011 | 0.920000017 | 0 | 0
22 | XLINE_爱涛线22~爱涛线2_1153 | 0 | 0 | {17A18692-C5BB-49C5-A2CA-3A91FF06273A} | {00000000-0000-0000-0000-000000000000} | 0 | 0 | aline1.emf | 90 | 0 | ANSI | 2 | 0 | BUS_CNODE_JCT__1409 | BUS_CNODE_JCT__1408 | XLINE_爱涛线22~爱涛线2_1153 | 2983 | true | New | 50 | 2 | 1 | 1 | 0.361000001 | 0.361000001 | 0.263000011 | 0.920000017 | 0 | 0
23 | XLINE_爱涛线21~爱涛线2_1170 | 0 | 0 | {7207F852-9175-49BA-A3AC-67688F08CE0C} | {00000000-0000-0000-0000-000000000000} | 0 | 0 | aline1.emf | 90 | 0 | ANSI | 2 | 0 | BUS_CNODE_JCT__1420 | BUS_CNODE_JCT__1409 | XLINE_爱涛线21~爱涛线2_1170 | 3027 | true | New | 50 | 2 | 1 | 1 | 0.361000001 | 0.361000001 | 0.263000011 | 0.920000017 | 0 | 0
24 | XLINE_爱涛线20~爱涛线2_1154 | 0 | 0 | {C02EEA82-5008-498F-A9DC-2B510FC80937} | {00000000-0000-0000-0000-000000000000} | 0 | 0 | aline1.emf | 90 | 0 | ANSI | 2 | 0 | BUS_CNODE_JCT__1410 | BUS_CNODE_JCT__1411 | XLINE_爱涛线20~爱涛线2_1154 | 2993 | true | New | 50 | 2 | 1 | 1 | 0.361000001 | 0.361000001 | 0.263000011 | 0.920000017 | 0 | 0
25 | XLINE_爱涛线19-1~爱涛_1155 | 0 | 0 | {C2DF5B8C-4D51-4EDD-8977-F83342EEA48B} | {00000000-0000-0000-0000-000000000000} | 0 | 0 | aline1.emf | 90 | 0 | ANSI | 2 | 0 | BUS_CNODE_JCT__1412 | BUS_CNODE_JCT__1410 | XLINE_爱涛线19-1~爱涛_1155 | 2994 | true | New | 50 | 2 | 1 | 1 | 0.361000001 | 0.361000001 | 0.263000011 | 0.920000017 | 0 | 0
26 | XLINE_爱涛线19~爱涛线1_1156 | 0 | 0 | {A39C6478-1B3B-4415-B4D3-4FB4D212740A} | {00000000-0000-0000-0000-000000000000} | 0 | 0 | aline1.emf | 90 | 0 | ANSI | 2 | 0 | BUS_CNODE_JCT__1387 | BUS_CNODE_JCT__1412 | XLINE_爱涛线19~爱涛线1_1156 | 2995 | true | New | 50 | 2 | 1 | 1 | 0.361000001 | 0.361000001 | 0.263000011 | 0.920000017 | 0 | 0
27 | XLINE_爱涛线18-1~爱涛_1128 | 0 | 0 | {662D56EA-5201-4243-87AE-38250EFC0667} | {00000000-0000-0000-0000-000000000000} | 0 | 0 | aline1.emf | 90 | 0 | ANSI | 2 | 0 | BUS_CNODE_JCT__1386 | BUS_CNODE_JCT__1387 | XLINE_爱涛线18-1~爱涛_1128 | 2931 | true | New | 30 | 2 | 1 | 1 | 0.361000001 | 0.361000001 | 0.263000011 | 0.920000017 | 0 | 0
28 | XLINE_爱涛线18~爱涛线1_1129 | 0 | 0 | {8C6EC47C-DA2B-45E6-967E-FDF232592BF3} | {00000000-0000-0000-0000-000000000000} | 0 | 0 | aline1.emf | 90 | 0 | ANSI | 2 | 0 | BUS_CNODE_JCT__1388 | BUS_CNODE_JCT__1386 | XLINE_爱涛线18~爱涛线1_1129 | 2932 | true | New | 30 | 2 | 1 | 1 | 0.361000001 | 0.361000001 | 0.263000011 | 0.920000017 | 0 | 0
29 | XLINE_爱涛线17-1~爱涛_1130 | 0 | 0 | {16507215-1512-417A-88ED-AD66A35498E3} | {00000000-0000-0000-0000-000000000000} | 0 | 0 | aline1.emf | 90 | 0 | ANSI | 2 | 0 | BUS_CNODE_JCT__1389 | BUS_CNODE_JCT__1388 | XLINE_爱涛线17-1~爱涛_1130 | 2933 | true | New | 50 | 2 | 1 | 1 | 0.361000001 | 0.361000001 | 0.263000011 | 0.920000017 | 0 | 0
30 | XLINE_爱涛线17~爱涛线1_1131 | 0 | 0 | {928702F9-F44D-4B88-8C14-A2402E00CED2} | {00000000-0000-0000-0000-000000000000} | 0 | 0 | aline1.emf | 90 | 0 | ANSI | 2 | 0 | BUS_CNODE_JCT__1300 | BUS_CNODE_JCT__1389 | XLINE_爱涛线17~爱涛线1_1131 | 2934 | true | New | 50 | 2 | 1 | 1 | 0.361000001 | 0.361000001 | 0.263000011 | 0.920000017 | 0 | 0
31 | XLINE_爱涛线16~爱涛线1_1132 | 0 | 0 | {A2286410-8051-49AE-9DC2-3E6D2A227FC0} | {00000000-0000-0000-0000-000000000000} | 0 | 0 | aline1.emf | 90 | 0 | ANSI | 2 | 0 | BUS_CNODE_JCT__1390 | BUS_CNODE_JCT__1300 | XLINE_爱涛线16~爱涛线1_1132 | 2935 | true | New | 50 | 2 | 1 | 1 | 0.361000001 | 0.361000001 | 0.263000011 | 0.920000017 | 0 | 0
32 | XLINE_爱涛线15~爱涛线1_1173 | 0 | 0 | {BB041FB9-E618-4E8E-BB40-AF755FBAD5A9} | {00000000-0000-0000-0000-000000000000} | 0 | 0 | aline1.emf | 90 | 0 | ANSI | 2 | 0 | BUS_CNODE_JCT__1392 | BUS_CNODE_JCT__1390 | XLINE_爱涛线15~爱涛线1_1173 | 3029 | true | New | 30 | 2 | 1 | 1 | 0.361000001 | 0.361000001 | 0.263000011 | 0.920000017 | 0 | 0
33 | XLINE_爱涛线14-1~爱涛_1133 | 0 | 0 | {47B9CD75-CC0D-4BA7-9F6F-99CBC9920F9C} | {00000000-0000-0000-0000-000000000000} | 0 | 0 | aline1.emf | 90 | 0 | ANSI | 2 | 0 | BUS_CNODE_JCT__1391 | BUS_CNODE_JCT__1392 | XLINE_爱涛线14-1~爱涛_1133 | 2945 | true | New | 30 | 2 | 1 | 1 | 0.361000001 | 0.361000001 | 0.263000011 | 0.920000017 | 0 | 0
34 | XLINE_爱涛线14~爱涛线1_1134 | 0 | 0 | {E0F474C2-0780-4AF7-93B9-89F0F04C1FB7} | {00000000-0000-0000-0000-000000000000} | 0 | 0 | aline1.emf | 90 | 0 | ANSI | 2 | 0 | BUS_CNODE_JCT__1393 | BUS_CNODE_JCT__1391 | XLINE_爱涛线14~爱涛线1_1134 | 2946 | true | New | 30 | 2 | 1 | 1 | 0.361000001 | 0.361000001 | 0.263000011 | 0.920000017 | 0 | 0
35 | XLINE_爱涛线13-1~爱涛_1135 | 0 | 0 | {1B52C533-C8C5-4797-B951-11A7DDEE9E5A} | {00000000-0000-0000-0000-000000000000} | 0 | 0 | aline1.emf | 90 | 0 | ANSI | 2 | 0 | BUS_CNODE_JCT__1394 | BUS_CNODE_JCT__1393 | XLINE_爱涛线13-1~爱涛_1135 | 2947 | true | New | 30 | 2 | 1 | 1 | 0.361000001 | 0.361000001 | 0.263000011 | 0.920000017 | 0 | 0
36 | XLINE_爱涛线13~爱涛线1_1136 | 0 | 0 | {51A0068C-2A7C-4211-A0DF-F26468975695} | {00000000-0000-0000-0000-000000000000} | 0 | 0 | aline1.emf | 90 | 0 | ANSI | 2 | 0 | BUS_CNODE_JCT__1385 | BUS_CNODE_JCT__1394 | XLINE_爱涛线13~爱涛线1_1136 | 2948 | true | New | 30 | 2 | 1 | 1 | 0.361000001 | 0.361000001 | 0.263000011 | 0.920000017 | 0 | 0
37 | XLINE_爱涛线12-1~爱涛_1126 | 0 | 0 | {4122612A-4969-495E-98A1-3179D5E63D38} | {00000000-0000-0000-0000-000000000000} | 0 | 0 | aline1.emf | 90 | 0 | ANSI | 2 | 0 | BUS_CNODE_JCT__1372 | BUS_CNODE_JCT__1385 | XLINE_爱涛线12-1~爱涛_1126 | 2929 | true | New | 37 | 2 | 1 | 1 | 0.361000001 | 0.361000001 | 0.263000011 | 0.920000017 | 0 | 0
38 | XLINE_爱涛线12-1~爱涛_1127 | 0 | 0 | {E3C0E2F4-125E-486E-9E80-DD060D1210C3} | {00000000-0000-0000-0000-000000000000} | 0 | 0 | aline1.emf | 0 | 0 | ANSI | 2 | 0 | BUS_CNODE_JCT__1372 | BUS_CNODE_JCT__1384 | XLINE_爱涛线12-1~爱涛_1127 | 2930 | true | New | 50 | 2 | 1 | 1 | 0.361000001 | 0.361000001 | 0.263000011 | 0.920000017 | 0 | 0
39 | XLINE_爱涛线12~爱涛线1_1125 | 0 | 0 | {CE440DD0-6EE4-4270-A422-871149C798F8} | {00000000-0000-0000-0000-000000000000} | 0 | 0 | aline1.emf | 0 | 0 | ANSI | 2 | 0 | BUS_CNODE_JCT__1384 | BUS_CNODE_JCT__1383 | XLINE_爱涛线12~爱涛线1_1125 | 2919 | true | New | 50 | 2 | 1 | 1 | 0.361000001 | 0.361000001 | 0.263000011 | 0.920000017 | 0 | 0
40 | XLINE_爱涛线11~爱涛线1_1124 | 0 | 0 | {49B46857-8487-4199-854F-5C9F43600C81} | {00000000-0000-0000-0000-000000000000} | 0 | 0 | aline1.emf | 0 | 0 | ANSI | 2 | 0 | BUS_CNODE_JCT__1383 | BUS_CNODE_JCT__1370 | XLINE_爱涛线11~爱涛线1_1124 | 2918 | true | New | 50 | 2 | 1 | 1 | 0.361000001 | 0.361000001 | 0.263000011 | 0.920000017 | 0 | 0
41 | XLINE_爱涛线09~爱涛线0_1172 | 0 | 0 | {98F5CFFD-A50C-45FF-9C3D-E5AE2D4C1CDA} | {00000000-0000-0000-0000-000000000000} | 0 | 0 | aline1.emf | 180 | 0 | ANSI | 2 | 0 | BUS_CNODE_JCT__1382 | BUS_CNODE_JCT__1369 | XLINE_爱涛线09~爱涛线0_1172 | 3028 | true | New | 50 | 2 | 1 | 1 | 0.361000001 | 0.361000001 | 0.263000011 | 0.920000017 | 0 | 0
42 | XLINE_爱涛线08~爱涛线0_1123 | 0 | 0 | {0959A761-E4E1-4238-B91B-56872E5C9384} | {00000000-0000-0000-0000-000000000000} | 0 | 0 | aline1.emf | 0 | 0 | ANSI | 2 | 0 | BUS_CNODE_JCT__1382 | BUS_CNODE_JCT__1381 | XLINE_爱涛线08~爱涛线0_1123 | 2917 | true | New | 50 | 2 | 1 | 1 | 0.361000001 | 0.361000001 | 0.263000011 | 0.920000017 | 0 | 0
43 | XLINE_爱涛线07~爱涛线0_1122 | 0 | 0 | {F80CCCDE-555A-4F41-A333-8105A63B0A74} | {00000000-0000-0000-0000-000000000000} | 0 | 0 | aline1.emf | 0 | 0 | ANSI | 2 | 0 | BUS_CNODE_JCT__1381 | BUS_CNODE_JCT__1380 | XLINE_爱涛线07~爱涛线0_1122 | 2916 | true | New | 3 | 2 | 1 | 1 | 0.361000001 | 0.361000001 | 0.263000011 | 0.920000017 | 0 | 0
44 | XLINE_爱涛线06-1~爱涛_1121 | 0 | 0 | {9C44312F-36B8-4CDE-A682-9DEF5EBAF6E8} | {00000000-0000-0000-0000-000000000000} | 0 | 0 | aline1.emf | 0 | 0 | ANSI | 2 | 0 | BUS_CNODE_JCT__1380 | BUS_CNODE_JCT__1379 | XLINE_爱涛线06-1~爱涛_1121 | 2915 | true | New | 12 | 2 | 1 | 1 | 0.361000001 | 0.361000001 | 0.263000011 | 0.920000017 | 0 | 0
45 | XLINE_爱涛线06~爱涛线0_1120 | 0 | 0 | {83B9E7C9-FC4E-477C-B2E2-CA9706B24305} | {00000000-0000-0000-0000-000000000000} | 0 | 0 | aline1.emf | 0 | 0 | ANSI | 2 | 0 | BUS_CNODE_JCT__1379 | BUS_CNODE_JCT__1378 | XLINE_爱涛线06~爱涛线0_1120 | 2914 | true | New | 50 | 2 | 1 | 1 | 0.361000001 | 0.361000001 | 0.263000011 | 0.920000017 | 0 | 0
46 | XLINE_爱涛线05~爱涛线0_1119 | 0 | 0 | {26392300-BFCD-44E7-BE65-0193DF0CDC1D} | {00000000-0000-0000-0000-000000000000} | 0 | 0 | aline1.emf | 0 | 0 | ANSI | 2 | 0 | BUS_CNODE_JCT__1378 | BUS_CNODE_JCT__1377 | XLINE_爱涛线05~爱涛线0_1119 | 2913 | true | New | 50 | 2 | 1 | 1 | 0.361000001 | 0.361000001 | 0.263000011 | 0.920000017 | 0 | 0
47 | XLINE_爱涛线04~爱涛线0_1118 | 0 | 0 | {4E724FDE-C4AF-44A8-B236-E76627F16032} | {00000000-0000-0000-0000-000000000000} | 0 | 0 | aline1.emf | 0 | 0 | ANSI | 2 | 0 | BUS_CNODE_JCT__1377 | BUS_CNODE_JCT__1376 | XLINE_爱涛线04~爱涛线0_1118 | 2903 | true | New | 46 | 2 | 1 | 1 | 0.361000001 | 0.361000001 | 0.263000011 | 0.920000017 | 0 | 0
48 | XLINE_爱涛线03~爱涛线0_1117 | 0 | 0 | {5E64CC25-71DD-4B72-BE37-A5504C678053} | {00000000-0000-0000-0000-000000000000} | 0 | 0 | aline1.emf | 0 | 0 | ANSI | 2 | 0 | BUS_CNODE_JCT__1376 | BUS_CNODE_JCT__1375 | XLINE_爱涛线03~爱涛线0_1117 | 2902 | true | New | 15 | 2 | 1 | 1 | 0.361000001 | 0.361000001 | 0.263000011 | 0.920000017 | 0 | 0
49 | XLINE_爱涛线02~爱涛线0_1116 | 0 | 0 | {51D0FAB9-CF87-4FB3-8E41-B6817DEDA4DB} | {00000000-0000-0000-0000-000000000000} | 0 | 0 | aline1.emf | 0 | 0 | ANSI | 2 | 0 | BUS_CNODE_JCT__1375 | BUS_CNODE_JCT__1374 | XLINE_爱涛线02~爱涛线0_1116 | 2901 | true | New | 50 | 2 | 1 | 1 | 0.361000001 | 0.361000001 | 0.263000011 | 0.920000017 | 0 | 0
50 | XLINE_爱涛线01-1~爱涛_1115 | 0 | 0 | {E9764A30-20E8-4253-ADCF-DD80E1EBE8B4} | {00000000-0000-0000-0000-000000000000} | 0 | 0 | aline1.emf | 0 | 0 | ANSI | 2 | 0 | BUS_CNODE_JCT__1374 | BUS_CNODE_JCT__1366 | XLINE_爱涛线01-1~爱涛_1115 | 2900 | true | New | 40 | 2 | 1 | 1 | 0.361000001 | 0.361000001 | 0.263000011 | 0.920000017 | 0 | 0
51 | XLINE_爱涛线23~隐龙山支_1175 | 0 | 0 | {BF0CF1C9-C091-4B74-B4EF-24DB3535AF85} | {00000000-0000-0000-0000-000000000000} | 0 | 0 | aline1.emf | 0 | 0 | ANSI | 2 | 0 | BUS_CNODE_JCT__1421 | BUS_CNODE_JCT__1408 | XLINE_爱涛线23~隐龙山支_1175 | 3030 | true | New | 50 | 2 | 1 | 1 | 0.361000001 | 0.361000001 | 0.263000011 | 0.920000017 | 0 | 0
52 | XLINE_隐龙山支1~隐龙山支_1164 | 0 | 0 | {E454B6D0-C4C3-4464-9359-9391630EB107} | {00000000-0000-0000-0000-000000000000} | 0 | 0 | aline1.emf | 180 | 0 | ANSI | 2 | 0 | BUS_CNODE_JCT__1417 | BUS_CNODE_JCT__1416 | XLINE_隐龙山支1~隐龙山支_1164 | 3012 | true | New | 50 | 2 | 1 | 1 | 0.361000001 | 0.361000001 | 0.263000011 | 0.920000017 | 0 | 0
53 | XLINE_隐龙山支2~隐龙山支_1163 | 0 | 0 | {FCC96B85-4F49-4AEB-89B3-9E4FBA4F1C4D} | {00000000-0000-0000-0000-000000000000} | 0 | 0 | aline1.emf | 180 | 0 | ANSI | 2 | 0 | BUS_CNODE_JCT__1416 | BUS_CNODE_JCT__1415 | XLINE_隐龙山支2~隐龙山支_1163 | 3011 | true | New | 50 | 2 | 1 | 1 | 0.361000001 | 0.361000001 | 0.263000011 | 0.920000017 | 0 | 0
54 | XLINE_隐龙山支02-1~隐_1162 | 0 | 0 | {4B24156B-FC36-4F7E-9579-77DF6514659B} | {00000000-0000-0000-0000-000000000000} | 0 | 0 | aline1.emf | 180 | 0 | ANSI | 2 | 0 | BUS_CNODE_JCT__1415 | BUS_CNODE_JCT__1414 | XLINE_隐龙山支02-1~隐_1162 | 3010 | true | New | 50 | 2 | 1 | 1 | 0.361000001 | 0.361000001 | 0.263000011 | 0.920000017 | 0 | 0
55 | XLINE_隐龙山支3~隐龙山支_1161 | 0 | 0 | {12A0AF5F-2525-48E7-AEB6-124FF8107857} | {00000000-0000-0000-0000-000000000000} | 0 | 0 | aline1.emf | 180 | 0 | ANSI | 2 | 0 | BUS_CNODE_JCT__1414 | BUS_CNODE_JCT__1290 | XLINE_隐龙山支3~隐龙山支_1161 | 3009 | true | New | 50 | 2 | 1 | 1 | 0.361000001 | 0.361000001 | 0.263000011 | 0.920000017 | 0 | 0
56 | XLINE_隐龙山支4~隐龙山支_1160 | 0 | 0 | {F1BF3DF0-5D2C-4E90-94EA-C87FC2E03AAA} | {00000000-0000-0000-0000-000000000000} | 0 | 0 | aline1.emf | 180 | 0 | ANSI | 2 | 0 | BUS_CNODE_JCT__1290 | BUS_CNODE_JCT__1413 | XLINE_隐龙山支4~隐龙山支_1160 | 2999 | true | New | 50 | 2 | 1 | 1 | 0.361000001 | 0.361000001 | 0.263000011 | 0.920000017 | 0 | 0
57 | XLINE_隐龙山支04-1~隐_1159 | 0 | 0 | {68D4F189-F4F4-4806-BAC5-8D982709131A} | {00000000-0000-0000-0000-000000000000} | 0 | 0 | aline1.emf | 180 | 0 | ANSI | 2 | 0 | BUS_CNODE_JCT__1413 | BUS_CNODE_JCT__1294 | XLINE_隐龙山支04-1~隐_1159 | 2998 | true | New | 50 | 2 | 1 | 1 | 0.361000001 | 0.361000001 | 0.263000011 | 0.920000017 | 0 | 0
58 | XLINE_隐龙山支5~隐龙山支_1158 | 0 | 0 | {8A5133B2-A4CA-4BD2-B565-ADB90C239019} | {00000000-0000-0000-0000-000000000000} | 0 | 0 | aline1.emf | 180 | 0 | ANSI | 2 | 0 | BUS_CNODE_JCT__1294 | BUS_CNODE_JCT__1298 | XLINE_隐龙山支5~隐龙山支_1158 | 2997 | true | New | 3 | 2 | 1 | 1 | 0.361000001 | 0.361000001 | 0.263000011 | 0.920000017 | 0 | 0
59 | XLINE_隐龙山支6~隐龙山支_1157 | 0 | 0 | {0FF352CF-A598-47D7-A899-FFE962D1F331} | {00000000-0000-0000-0000-000000000000} | 0 | 0 | aline1.emf | 0 | 0 | ANSI | 2 | 0 | BUS_CNODE_JCT__1298 | BUS_CNODE_JCT__1302 | XLINE_隐龙山支6~隐龙山支_1157 | 2996 | true | New | 3 | 2 | 1 | 1 | 0.361000001 | 0.361000001 | 0.263000011 | 0.920000017 | 0 | 0

## bus
Index | ID | OpVMag | OpVAng | UserDefinedPDGUID | LocX | LocY | ServiceState | Area | AsymmRMS | BasekV | BusReferenceName | NominalkV | VMag | VMaxLimit | VMinLimit | Zone
1 | BUS_航线#4环网柜（自）_200 | 0 | 0 |  | 786 | 297 | 2 | 1 | 0 | 0 | 0 | 10 | 100 | 105 | 90 | 1
2 | BUS_CNODE_JCT__1315 | 94.7134476 | -1.42081881 |  | 766 | 300 | 2 | 1 | 0 | 0 | 0 | 10 | 100 | 105 | 90 | 1
3 | BUS_CNODE_JCT__1314 | 94.7134476 | -1.42081881 |  | 764 | 281 | 2 | 1 | 0 | 0 | 0 | 10 | 100 | 105 | 90 | 1
4 | BUS_CNODE_JCT__1418 | 94.7134476 | -1.42081881 |  | 768 | 276 | 2 | 1 | 0 | 0 | 0 | 10 | 100 | 105 | 90 | 1
5 | BUS_CNODE_JCT__1419 | 94.7134476 | -1.42081881 |  | 766 | 272 | 2 | 1 | 0 | 0 | 0 | 10 | 100 | 105 | 90 | 1
6 | BUS_CNODE_JCT__1396 | 94.7134476 | -1.42081881 |  | 766 | 269 | 2 | 1 | 0 | 0 | 0 | 10 | 100 | 105 | 90 | 1
7 | BUS_CNODE_JCT__1395 | 94.7134476 | -1.42081881 |  | 766 | 265 | 2 | 1 | 0 | 0 | 0 | 10 | 100 | 105 | 90 | 1
8 | BUS_CNODE_JCT__1313 | 94.7134476 | -1.42081881 |  | 765 | 261 | 2 | 1 | 0 | 0 | 0 | 10 | 100 | 105 | 90 | 1
9 | BUS_line1_236 | 94.7117081 | -1.42052412 |  | 752 | 262 | 2 | 1 | 0 | 0 | 0 | 10 | 100 | 105 | 90 | 1
10 | BUS_CNODE_JCT__1455 | 94.7117081 | -1.42052412 |  | 752 | 263 | 2 | 1 | 0 | 0 | 0 | 10 | 100 | 105 | 90 | 1
11 | BUS_苑6主变_823_1535 | 90.9997177 | -5.28626299 |  | 752 | 270 | 2 | 1 | 0 | 0 | 0 | 0.400000006 | 100 | 105 | 90 | 1
12 | BUS_CNODE_JCT__1397 | 94.7138138 | -1.42079377 |  | 764 | 256 | 2 | 1 | 0 | 0 | 0 | 10 | 100 | 105 | 90 | 1
13 | BUS_CNODE_JCT__1344 | 94.7138138 | -1.42079377 |  | 772 | 256 | 2 | 1 | 0 | 0 | 0 | 10 | 100 | 105 | 90 | 1
14 | BUS_CNODE_JCT__1345 | 94.6932831 | -1.42312062 |  | 788 | 256 | 2 | 1 | 0 | 0 | 0 | 10 | 100 | 105 | 90 | 1
15 | BUS_CNODE_JCT__1477 | 94.6932831 | -1.42312062 |  | 788 | 238 | 2 | 1 | 0 | 0 | 0 | 10 | 100 | 105 | 90 | 1
16 | BUS_涛线3号环网柜（自）_242 | 94.6932831 | -1.42312062 |  | 793 | 236 | 2 | 1 | 0 | 0 | 0 | 10 | 100 | 105 | 90 | 1
17 | BUS_CNODE_JCT__1475 | 94.6932831 | -1.42312062 |  | 793 | 238 | 2 | 1 | 0 | 0 | 0 | 10 | 100 | 105 | 90 | 1
18 | BUS_CNODE_JCT__1341 | 94.6932831 | -1.42312062 |  | 793 | 266 | 2 | 1 | 0 | 0 | 0 | 10 | 100 | 105 | 90 | 1
19 | BUS_CNODE_JCT__1342 | 94.6233368 | -1.41769385 |  | 806 | 266 | 2 | 1 | 0 | 0 | 0 | 10 | 100 | 105 | 90 | 1
20 | BUS_CNODE_JCT__1476 | 94.6932831 | -1.42312062 |  | 796 | 238 | 2 | 1 | 0 | 0 | 0 | 10 | 100 | 105 | 90 | 1
21 | BUS_CNODE_JCT__1478 | 94.6932831 | -1.42312062 |  | 791 | 238 | 2 | 1 | 0 | 0 | 0 | 10 | 100 | 105 | 90 | 1
22 | BUS_CNODE_JCT__1343 | 94.6932831 | -1.42312062 |  | 791 | 278 | 2 | 1 | 0 | 0 | 0 | 10 | 100 | 105 | 90 | 1
23 | BUS_平花苑#4变高压母线_239 | 94.6926117 | -1.42304039 |  | 821 | 273 | 2 | 1 | 0 | 0 | 0 | 10 | 100 | 105 | 90 | 1
24 | BUS_CNODE_JCT__1459 | 94.6926117 | -1.42304039 |  | 822 | 274 | 2 | 1 | 0 | 0 | 0 | 10 | 100 | 105 | 90 | 1
25 | BUS_苑4主变1变_828_1543 | 90.981369 | -5.28877926 |  | 822 | 280 | 2 | 1 | 0 | 0 | 0 | 0.400000006 | 100 | 105 | 90 | 1
26 | BUS_苑4主变2变_829_1483 | 90.981369 | -5.28877926 |  | 821 | 280 | 2 | 1 | 0 | 0 | 0 | 0.400000006 | 100 | 105 | 90 | 1
27 | BUS_CNODE_JCT__1479 | 94.6932831 | -1.42312062 |  | 798 | 238 | 2 | 1 | 0 | 0 | 0 | 10 | 100 | 105 | 90 | 1
28 | BUS_CNODE_JCT__1354 | 94.6932831 | -1.42312062 |  | 798 | 259 | 2 | 1 | 0 | 0 | 0 | 10 | 100 | 105 | 90 | 1
29 | BUS_平花苑#5变高压母线_237 | 94.6849899 | -1.42212975 |  | 821 | 253 | 2 | 1 | 0 | 0 | 0 | 10 | 100 | 105 | 90 | 1
30 | BUS_CNODE_JCT__1456 | 94.6849899 | -1.42212975 |  | 822 | 254 | 2 | 1 | 0 | 0 | 0 | 10 | 100 | 105 | 90 | 1
31 | BUS_苑#5变1变_824_1537 | 90.9740448 | -5.2878685 |  | 822 | 261 | 2 | 1 | 0 | 0 | 0 | 0.400000006 | 100 | 105 | 90 | 1
32 | BUS_CNODE_JCT__1457 | 94.6849899 | -1.42212975 |  | 821 | 254 | 2 | 1 | 0 | 0 | 0 | 10 | 100 | 105 | 90 | 1
33 | BUS_苑#5变2变_825_1539 | 90.9740448 | -5.2878685 |  | 821 | 261 | 2 | 1 | 0 | 0 | 0 | 0.400000006 | 100 | 105 | 90 | 1
34 | BUS_CNODE_JCT__1480 | 94.6932831 | -1.42312062 |  | 801 | 238 | 2 | 1 | 0 | 0 | 0 | 10 | 100 | 105 | 90 | 1
35 | BUS_CNODE_JCT__1373 | 94.6932831 | -1.42312062 |  | 801 | 249 | 2 | 1 | 0 | 0 | 0 | 10 | 100 | 105 | 90 | 1
36 | BUS_平花苑#3变高压母线_238 | 94.6884537 | -1.42254341 |  | 821 | 243 | 2 | 1 | 0 | 0 | 0 | 10 | 100 | 105 | 90 | 1
37 | BUS_CNODE_JCT__1458 | 94.6884537 | -1.42254341 |  | 821 | 244 | 2 | 1 | 0 | 0 | 0 | 10 | 100 | 105 | 90 | 1
38 | BUS_苑3主变1变_826_1541 | 90.9773636 | -5.28828239 |  | 821 | 250 | 2 | 1 | 0 | 0 | 0 | 0.400000006 | 100 | 105 | 90 | 1
39 | BUS_苑3主变2变_827_1489 | 90.9773636 | -5.28828239 |  | 822 | 250 | 2 | 1 | 0 | 0 | 0 | 0.400000006 | 100 | 105 | 90 | 1
40 | BUS_CNODE_JCT__1474 | 94.6932831 | -1.42312062 |  | 786 | 238 | 2 | 1 | 0 | 0 | 0 | 10 | 100 | 105 | 90 | 1
41 | BUS_V爱涛线3号环_83_1551 | 90.9820099 | -5.28885937 |  | 786 | 245 | 2 | 1 | 0 | 0 | 0 | 0.400000006 | 100 | 105 | 90 | 1
42 | BUS_CNODE_JCT__1398 | 94.725975 | -1.41963339 |  | 754 | 256 | 2 | 1 | 0 | 0 | 0 | 10 | 100 | 105 | 90 | 1
43 | BUS_CNODE_JCT__1312 | 94.7381287 | -1.41847348 |  | 745 | 255 | 2 | 1 | 0 | 0 | 0 | 10 | 100 | 105 | 90 | 1
44 | BUS_苑#7变高压间隔母线_235 | 94.7377625 | -1.41840971 |  | 744 | 234 | 2 | 1 | 0 | 0 | 0 | 10 | 100 | 105 | 90 | 1
45 | BUS_CNODE_JCT__1454 | 94.7377625 | -1.41840971 |  | 744 | 236 | 2 | 1 | 0 | 0 | 0 | 10 | 100 | 105 | 90 | 1
46 | BUS_苑7主变_822_1533 | 91.0247421 | -5.28414869 |  | 744 | 243 | 2 | 1 | 0 | 0 | 0 | 0.400000006 | 100 | 105 | 90 | 1
47 | BUS_CNODE_JCT__1399 | 94.7507935 | -1.41727996 |  | 742 | 256 | 2 | 1 | 0 | 0 | 0 | 10 | 100 | 105 | 90 | 1
48 | BUS_CNODE_JCT__1311 | 94.76371 | -1.41606283 |  | 732 | 256 | 2 | 1 | 0 | 0 | 0 | 10 | 100 | 105 | 90 | 1
49 | BUS_花苑#8变高压母线1_233 | 94.7635803 | -1.41604733 |  | 742 | 266 | 2 | 1 | 0 | 0 | 0 | 10 | 100 | 105 | 90 | 1
50 | BUS_花苑#8变高压母线2_234 | 94.7635803 | -1.41604733 |  | 743 | 266 | 2 | 1 | 0 | 0 | 0 | 10 | 100 | 105 | 90 | 1
51 | BUS_CNODE_JCT__1453 | 94.7635803 | -1.41604733 |  | 743 | 266 | 2 | 1 | 0 | 0 | 0 | 10 | 100 | 105 | 90 | 1
52 | BUS_苑8主变2变_821_1531 | 91.0495453 | -5.28178644 |  | 743 | 273 | 2 | 1 | 0 | 0 | 0 | 0.400000006 | 100 | 105 | 90 | 1
53 | BUS_CNODE_JCT__1452 | 94.7635803 | -1.41604733 |  | 742 | 266 | 2 | 1 | 0 | 0 | 0 | 10 | 100 | 105 | 90 | 1
54 | BUS_苑8主变1变_820_1529 | 91.0495453 | -5.28178644 |  | 742 | 273 | 2 | 1 | 0 | 0 | 0 | 0.400000006 | 100 | 105 | 90 | 1
55 | BUS_CNODE_JCT__1310 | 94.7760086 | -1.4149282 |  | 719 | 256 | 2 | 1 | 0 | 0 | 0 | 10 | 100 | 105 | 90 | 1
56 | BUS_line47_218 | 94.7725296 | -1.41451299 |  | 719 | 235 | 2 | 1 | 0 | 0 | 0 | 10 | 100 | 105 | 90 | 1
57 | BUS_苑菜场配电所_804_1481 | 91.0581436 | -5.28025198 |  | 721 | 243 | 2 | 1 | 0 | 0 | 0 | 0.400000006 | 100 | 105 | 90 | 1
58 | BUS_CNODE_JCT__1320 | 94.7554321 | -1.41333365 |  | 718 | 263 | 2 | 1 | 0 | 0 | 0 | 10 | 100 | 105 | 90 | 1
59 | BUS_CNODE_JCT__1400 | 94.7772446 | -1.41480815 |  | 716 | 256 | 2 | 1 | 0 | 0 | 0 | 10 | 100 | 105 | 90 | 1
60 | BUS_CNODE_JCT__1422 | 94.7772446 | -1.41480815 |  | 707 | 256 | 2 | 1 | 0 | 0 | 0 | 10 | 100 | 105 | 90 | 1
61 | BUS_CNODE_JCT__1402 | 94.7978821 | -1.41280794 |  | 694 | 256 | 2 | 1 | 0 | 0 | 0 | 10 | 100 | 105 | 90 | 1
62 | BUS_CNODE_JCT__1401 | 94.8185272 | -1.41080856 |  | 685 | 256 | 2 | 1 | 0 | 0 | 0 | 10 | 100 | 105 | 90 | 1
63 | BUS_CNODE_JCT__1352 | 94.8185272 | -1.41080856 |  | 683 | 259 | 2 | 1 | 0 | 0 | 0 | 10 | 100 | 105 | 90 | 1
64 | BUS_CNODE_JCT__1353 | 94.8183517 | -1.41085219 |  | 683 | 296 | 2 | 1 | 0 | 0 | 0 | 10 | 100 | 105 | 90 | 1
65 | BUS_线太平花苑#1环网柜_202 | 94.8183517 | -1.41085219 |  | 706 | 293 | 2 | 1 | 0 | 0 | 0 | 10 | 100 | 105 | 90 | 1
66 | BUS_CNODE_JCT__1349 | 94.8183517 | -1.41085219 |  | 713 | 305 | 2 | 1 | 0 | 0 | 0 | 10 | 100 | 105 | 90 | 1
67 | BUS_CNODE_JCT__1350 | 94.8163605 | -1.41127038 |  | 713 | 316 | 2 | 1 | 0 | 0 | 0 | 10 | 100 | 105 | 90 | 1
68 | BUS_线太平花苑#5环网柜_201 | 94.8163605 | -1.41127038 |  | 737 | 313 | 2 | 1 | 0 | 0 | 0 | 10 | 100 | 105 | 90 | 1
69 | BUS_CNODE_JCT__1347 | 94.8163605 | -1.41127038 |  | 731 | 327 | 2 | 1 | 0 | 0 | 0 | 10 | 100 | 105 | 90 | 1
70 | BUS_line1_223 | 94.8161011 | -1.41125429 |  | 723 | 306 | 2 | 1 | 0 | 0 | 0 | 10 | 100 | 105 | 90 | 1
71 | BUS_CNODE_JCT__1441 | 94.8161011 | -1.41125429 |  | 724 | 306 | 2 | 1 | 0 | 0 | 0 | 10 | 100 | 105 | 90 | 1
72 | BUS_苑#17变1变_80_1507 | 91.1000137 | -5.27699327 |  | 724 | 313 | 2 | 1 | 0 | 0 | 0 | 0.400000006 | 100 | 105 | 90 | 1
73 | BUS_CNODE_JCT__1442 | 94.8161011 | -1.41125429 |  | 723 | 306 | 2 | 1 | 0 | 0 | 0 | 10 | 100 | 105 | 90 | 1
74 | BUS_苑#17变2变_81_1509 | 91.1000137 | -5.27699327 |  | 723 | 313 | 2 | 1 | 0 | 0 | 0 | 0.400000006 | 100 | 105 | 90 | 1
75 | BUS_CNODE_JCT__1348 | 94.8163605 | -1.41127038 |  | 740 | 327 | 2 | 1 | 0 | 0 | 0 | 10 | 100 | 105 | 90 | 1
76 | BUS_花苑#16变高压母线_221 | 94.8167572 | -1.41112685 |  | 754 | 306 | 2 | 1 | 0 | 0 | 0 | 10 | 100 | 105 | 90 | 1
77 | BUS_CNODE_JCT__1437 | 94.8167572 | -1.41112685 |  | 762 | 306 | 2 | 1 | 0 | 0 | 0 | 10 | 100 | 105 | 90 | 1
78 | BUS_苑#16变1变_80_1499 | 98.9311905 | 3.35271382 |  | 782 | 326 | 2 | 1 | 0 | 0 | 0 | 0.400000006 | 100 | 105 | 90 | 1
79 | BUS_CNODE_JCT__1438 | 94.8167572 | -1.41112685 |  | 750 | 300 | 2 | 1 | 0 | 0 | 0 | 10 | 100 | 105 | 90 | 1
80 | BUS_苑#16变2变_80_1501 | 91.100647 | -5.27686548 |  | 752 | 316 | 2 | 1 | 0 | 0 | 0 | 0.400000006 | 100 | 105 | 90 | 1
81 | BUS_CNODE_JCT__1351 | 94.8183517 | -1.41085219 |  | 700 | 304 | 2 | 1 | 0 | 0 | 0 | 10 | 100 | 105 | 90 | 1
82 | BUS_line1_222 | 94.815918 | -1.41069794 |  | 690 | 283 | 2 | 1 | 0 | 0 | 0 | 10 | 100 | 105 | 90 | 1
83 | BUS_CNODE_JCT__1440 | 94.815918 | -1.41069794 |  | 691 | 284 | 2 | 1 | 0 | 0 | 0 | 10 | 100 | 105 | 90 | 1
84 | BUS_苑10主变1变_80_1505 | 91.0998306 | -5.27643681 |  | 691 | 291 | 2 | 1 | 0 | 0 | 0 | 0.400000006 | 100 | 105 | 90 | 1
85 | BUS_CNODE_JCT__1439 | 94.815918 | -1.41069794 |  | 690 | 284 | 2 | 1 | 0 | 0 | 0 | 10 | 100 | 105 | 90 | 1
86 | BUS_苑10主变2变_80_1503 | 91.0998306 | -5.27643681 |  | 690 | 291 | 2 | 1 | 0 | 0 | 0 | 0.400000006 | 100 | 105 | 90 | 1
87 | BUS_CNODE_JCT__1346 | 94.8183517 | -1.41085219 |  | 708 | 303 | 2 | 1 | 0 | 0 | 0 | 10 | 100 | 105 | 90 | 1
88 | BUS_苑#9变高压间隔母线_240 | 94.8173904 | -1.41079128 |  | 690 | 314 | 2 | 1 | 0 | 0 | 0 | 10 | 100 | 105 | 90 | 1
89 | BUS_CNODE_JCT__1460 | 94.8173904 | -1.41079128 |  | 689 | 315 | 2 | 1 | 0 | 0 | 0 | 10 | 100 | 105 | 90 | 1
90 | BUS_苑9主变1变_830_1545 | 91.1012497 | -5.27653027 |  | 689 | 322 | 2 | 1 | 0 | 0 | 0 | 0.400000006 | 100 | 105 | 90 | 1
91 | BUS_CNODE_JCT__1461 | 94.8173904 | -1.41079128 |  | 691 | 315 | 2 | 1 | 0 | 0 | 0 | 10 | 100 | 105 | 90 | 1
92 | BUS_苑9主变2变_831_1547 | 91.1012497 | -5.27653027 |  | 691 | 322 | 2 | 1 | 0 | 0 | 0 | 0.400000006 | 100 | 105 | 90 | 1
93 | BUS_CNODE_JCT__1403 | 94.8420715 | -1.40866637 |  | 682 | 256 | 2 | 1 | 0 | 0 | 0 | 10 | 100 | 105 | 90 | 1
94 | BUS_CNODE_JCT__1404 | 94.8656158 | -1.40652525 |  | 677 | 256 | 2 | 1 | 0 | 0 | 0 | 10 | 100 | 105 | 90 | 1
95 | BUS_CNODE_JCT__1405 | 94.8891754 | -1.40438521 |  | 673 | 256 | 2 | 1 | 0 | 0 | 0 | 10 | 100 | 105 | 90 | 1
96 | BUS_CNODE_JCT__1406 | 94.9127197 | -1.40224624 |  | 669 | 256 | 2 | 1 | 0 | 0 | 0 | 10 | 100 | 105 | 90 | 1
97 | BUS_CNODE_JCT__1407 | 94.9362717 | -1.40010834 |  | 665 | 256 | 2 | 1 | 0 | 0 | 0 | 10 | 100 | 105 | 90 | 1
98 | BUS_CNODE_JCT__1408 | 94.9598236 | -1.39797151 |  | 660 | 254 | 2 | 1 | 0 | 0 | 0 | 10 | 100 | 105 | 90 | 1
99 | BUS_CNODE_JCT__1409 | 94.9958878 | -1.39455855 |  | 656 | 256 | 2 | 1 | 0 | 0 | 0 | 10 | 100 | 105 | 90 | 1
100 | BUS_CNODE_JCT__1420 | 95.0319443 | -1.39114821 |  | 649 | 256 | 2 | 1 | 0 | 0 | 0 | 10 | 100 | 105 | 90 | 1
101 | BUS_CNODE_JCT__1411 | 95.0319443 | -1.39114821 |  | 646 | 256 | 2 | 1 | 0 | 0 | 0 | 10 | 100 | 105 | 90 | 1
102 | BUS_CNODE_JCT__1410 | 95.0680084 | -1.38774049 |  | 644 | 256 | 2 | 1 | 0 | 0 | 0 | 10 | 100 | 105 | 90 | 1
103 | BUS_CNODE_JCT__1412 | 95.1040649 | -1.38433528 |  | 641 | 256 | 2 | 1 | 0 | 0 | 0 | 10 | 100 | 105 | 90 | 1
104 | BUS_CNODE_JCT__1387 | 95.1401291 | -1.38093269 |  | 632 | 257 | 2 | 1 | 0 | 0 | 0 | 10 | 100 | 105 | 90 | 1
105 | BUS_CNODE_JCT__1288 | 95.1401291 | -1.38093269 |  | 634 | 262 | 2 | 1 | 0 | 0 | 0 | 10 | 100 | 105 | 90 | 1
106 | BUS_CNODE_JCT__1289 | 95.1400146 | -1.38096893 |  | 632 | 272 | 2 | 1 | 0 | 0 | 0 | 10 | 100 | 105 | 90 | 1
107 | BUS_CNODE_JCT__1386 | 95.1627274 | -1.37879503 |  | 615 | 256 | 2 | 1 | 0 | 0 | 0 | 10 | 100 | 105 | 90 | 1
108 | BUS_CNODE_JCT__1388 | 95.1853333 | -1.37665844 |  | 600 | 254 | 2 | 1 | 0 | 0 | 0 | 10 | 100 | 105 | 90 | 1
109 | BUS_CNODE_JCT__1287 | 95.1853333 | -1.37665844 |  | 601 | 250 | 2 | 1 | 0 | 0 | 0 | 10 | 100 | 105 | 90 | 1
110 | BUS_CNODE_JCT__1285 | 95.1850281 | -1.3767432 |  | 601 | 246 | 2 | 1 | 0 | 0 | 0 | 10 | 100 | 105 | 90 | 1
111 | BUS_CNODE_JCT__1286 | 95.1832733 | -1.37722981 |  | 601 | 243 | 2 | 1 | 0 | 0 | 0 | 10 | 100 | 105 | 90 | 1
112 | BUS_kV爱涛线腾亚环网柜_207 | 95.1832733 | -1.37722981 |  | 607 | 223 | 2 | 1 | 0 | 0 | 0 | 10 | 100 | 105 | 90 | 1
113 | BUS_CNODE_JCT__1284 | 95.1832733 | -1.37722981 |  | 614 | 235 | 2 | 1 | 0 | 0 | 0 | 10 | 100 | 105 | 90 | 1
114 | BUS_CNODE_JCT__1282 | 95.1832733 | -1.37722981 |  | 621 | 235 | 2 | 1 | 0 | 0 | 0 | 10 | 100 | 105 | 90 | 1
115 | BUS_CNODE_JCT__1283 | 95.1832733 | -1.37722981 |  | 621 | 209 | 2 | 1 | 0 | 0 | 0 | 10 | 100 | 105 | 90 | 1
116 | BUS_西花园线13号环网柜_206 | 0 | 0 |  | 627 | 182 | 2 | 1 | 0 | 0 | 0 | 10 | 100 | 105 | 90 | 1
117 | BUS_CNODE_JCT__1278 | 95.1832733 | -1.37722981 |  | 610 | 237 | 2 | 1 | 0 | 0 | 0 | 10 | 100 | 105 | 90 | 1
118 | BUS_CNODE_JCT__1279 | 95.182518 | -1.37714028 |  | 628 | 237 | 2 | 1 | 0 | 0 | 0 | 10 | 100 | 105 | 90 | 1
119 | BUS_逸翠居小区#2箱变_225 | 95.182518 | -1.37714028 |  | 628 | 217 | 2 | 1 | 0 | 0 | 0 | 10 | 100 | 105 | 90 | 1
120 | BUS_CNODE_JCT__1444 | 95.182518 | -1.37714028 |  | 629 | 218 | 2 | 1 | 0 | 0 | 0 | 10 | 100 | 105 | 90 | 1
121 | BUS_小区#2箱变_812_1513 | 91.4520645 | -5.24287891 |  | 629 | 225 | 2 | 1 | 0 | 0 | 0 | 0.400000006 | 100 | 105 | 90 | 1
122 | BUS_CNODE_JCT__1280 | 95.1832733 | -1.37722981 |  | 606 | 239 | 2 | 1 | 0 | 0 | 0 | 10 | 100 | 105 | 90 | 1
123 | BUS_CNODE_JCT__1281 | 95.1825867 | -1.37714803 |  | 642 | 239 | 2 | 1 | 0 | 0 | 0 | 10 | 100 | 105 | 90 | 1
124 | BUS_逸翠居小区#1箱变_226 | 95.1825867 | -1.37714803 |  | 642 | 217 | 2 | 1 | 0 | 0 | 0 | 10 | 100 | 105 | 90 | 1
125 | BUS_CNODE_JCT__1445 | 95.1825867 | -1.37714803 |  | 643 | 218 | 2 | 1 | 0 | 0 | 0 | 10 | 100 | 105 | 90 | 1
126 | BUS_小区#1箱变_813_1515 | 91.4521255 | -5.24288702 |  | 643 | 224 | 2 | 1 | 0 | 0 | 0 | 0.400000006 | 100 | 105 | 90 | 1
127 | BUS_CNODE_JCT__1389 | 95.2240219 | -1.37303185 |  | 586 | 256 | 2 | 1 | 0 | 0 | 0 | 10 | 100 | 105 | 90 | 1
128 | BUS_CNODE_JCT__1300 | 95.2626953 | -1.36940837 |  | 569 | 255 | 2 | 1 | 0 | 0 | 0 | 10 | 100 | 105 | 90 | 1
129 | BUS_CNODE_JCT__1301 | 95.2626038 | -1.36943841 |  | 574 | 250 | 2 | 1 | 0 | 0 | 0 | 10 | 100 | 105 | 90 | 1
130 | BUS_CNODE_JCT__1390 | 95.302681 | -1.3656466 |  | 549 | 254 | 2 | 1 | 0 | 0 | 0 | 10 | 100 | 105 | 90 | 1
131 | BUS_CNODE_JCT__1328 | 95.302681 | -1.3656466 |  | 549 | 250 | 2 | 1 | 0 | 0 | 0 | 10 | 100 | 105 | 90 | 1
132 | BUS_CNODE_JCT__1329 | 95.2499313 | -1.38284492 |  | 549 | 249 | 2 | 1 | 0 | 0 | 0 | 10 | 100 | 105 | 90 | 1
133 | BUS_CNODE_JCT__1425 | 95.2499313 | -1.38284492 |  | 549 | 228 | 2 | 1 | 0 | 0 | 0 | 10 | 100 | 105 | 90 | 1
134 | BUS_号环网柜（自）（气）_205 | 95.2499313 | -1.38284492 |  | 551 | 225 | 2 | 1 | 0 | 0 | 0 | 10 | 100 | 105 | 90 | 1
135 | BUS_CNODE_JCT__1430 | 95.2499313 | -1.38284492 |  | 544 | 228 | 2 | 1 | 0 | 0 | 0 | 10 | 100 | 105 | 90 | 1
136 | BUS_V爱涛线1号环_79_1491 | 91.5168381 | -5.24858379 |  | 544 | 235 | 2 | 1 | 0 | 0 | 0 | 0.400000006 | 100 | 105 | 90 | 1
137 | BUS_CNODE_JCT__1424 | 95.2499313 | -1.38284492 |  | 547 | 228 | 2 | 1 | 0 | 0 | 0 | 10 | 100 | 105 | 90 | 1
138 | BUS_CNODE_JCT__1326 | 95.2499313 | -1.38284492 |  | 547 | 241 | 2 | 1 | 0 | 0 | 0 | 10 | 100 | 105 | 90 | 1
139 | BUS_CNODE_JCT__1327 | 95.2482071 | -1.38271213 |  | 536 | 241 | 2 | 1 | 0 | 0 | 0 | 10 | 100 | 105 | 90 | 1
140 | BUS_CNODE_JCT__1426 | 95.2499313 | -1.38284492 |  | 552 | 228 | 2 | 1 | 0 | 0 | 0 | 10 | 100 | 105 | 90 | 1
141 | BUS_CNODE_JCT__1324 | 95.2499313 | -1.38284492 |  | 552 | 235 | 2 | 1 | 0 | 0 | 0 | 10 | 100 | 105 | 90 | 1
142 | BUS_CNODE_JCT__1325 | 95.245842 | -1.38252938 |  | 577 | 241 | 2 | 1 | 0 | 0 | 0 | 10 | 100 | 105 | 90 | 1
143 | BUS_CNODE_JCT__1427 | 95.2499313 | -1.38284492 |  | 554 | 228 | 2 | 1 | 0 | 0 | 0 | 10 | 100 | 105 | 90 | 1
144 | BUS_CNODE_JCT__1357 | 95.2499313 | -1.38284492 |  | 554 | 236 | 2 | 1 | 0 | 0 | 0 | 10 | 100 | 105 | 90 | 1
145 | BUS_CNODE_JCT__1358 | 95.2492752 | -1.38305831 |  | 563 | 236 | 2 | 1 | 0 | 0 | 0 | 10 | 100 | 105 | 90 | 1
146 | BUS_V爱涛线路灯所环网柜_204 | 95.2492752 | -1.38305831 |  | 564 | 175 | 2 | 1 | 0 | 0 | 0 | 10 | 100 | 105 | 90 | 1
147 | BUS_CNODE_JCT__1355 | 95.2492752 | -1.38305831 |  | 558 | 187 | 2 | 1 | 0 | 0 | 0 | 10 | 100 | 105 | 90 | 1
148 | BUS_CNODE_JCT__1356 | 95.2380676 | -1.38219368 |  | 558 | 188 | 2 | 1 | 0 | 0 | 0 | 10 | 100 | 105 | 90 | 1
149 | BUS_CNODE_JCT__1322 | 95.2492752 | -1.38305831 |  | 571 | 187 | 2 | 1 | 0 | 0 | 0 | 10 | 100 | 105 | 90 | 1
150 | BUS_CNODE_JCT__1323 | 95.1850586 | -1.38463449 |  | 583 | 187 | 2 | 1 | 0 | 0 | 0 | 10 | 100 | 105 | 90 | 1
151 | BUS_CNODE_JCT__1428 | 95.2499313 | -1.38284492 |  | 556 | 228 | 2 | 1 | 0 | 0 | 0 | 10 | 100 | 105 | 90 | 1
152 | BUS_CNODE_JCT__1429 | 95.2499313 | -1.38284492 |  | 559 | 228 | 2 | 1 | 0 | 0 | 0 | 10 | 100 | 105 | 90 | 1
153 | BUS_CNODE_JCT__1392 | 95.3478928 | -1.36110663 |  | 537 | 256 | 2 | 1 | 0 | 0 | 0 | 10 | 100 | 105 | 90 | 1
154 | BUS_CNODE_JCT__1391 | 95.3930893 | -1.35657108 |  | 525 | 256 | 2 | 1 | 0 | 0 | 0 | 10 | 100 | 105 | 90 | 1
155 | BUS_CNODE_JCT__1393 | 95.4383011 | -1.35203981 |  | 513 | 256 | 2 | 1 | 0 | 0 | 0 | 10 | 100 | 105 | 90 | 1
156 | BUS_CNODE_JCT__1394 | 95.4835129 | -1.34751284 |  | 501 | 256 | 2 | 1 | 0 | 0 | 0 | 10 | 100 | 105 | 90 | 1
157 | BUS_CNODE_JCT__1385 | 95.5287247 | -1.34299004 |  | 489 | 256 | 2 | 1 | 0 | 0 | 0 | 10 | 100 | 105 | 90 | 1
158 | BUS_CNODE_JCT__1372 | 95.5844803 | -1.33741796 |  | 476 | 256 | 2 | 1 | 0 | 0 | 0 | 10 | 100 | 105 | 90 | 1
159 | BUS_CNODE_JCT__1333 | 95.8378067 | -1.25688589 |  | 460 | 256 | 2 | 1 | 0 | 0 | 0 | 10 | 100 | 105 | 90 | 1
160 | BUS_CNODE_JCT__1332 | 96.0002213 | -1.20550919 |  | 448 | 256 | 2 | 1 | 0 | 0 | 0 | 10 | 100 | 105 | 90 | 1
161 | BUS_CNODE_JCT__1334 | 96.2040558 | -1.14131093 |  | 448 | 245 | 2 | 1 | 0 | 0 | 0 | 10 | 100 | 105 | 90 | 1
162 | BUS_爱涛线爱佛#2环网柜_212 | 96.2040558 | -1.14131093 |  | 441 | 232 | 2 | 1 | 0 | 0 | 0 | 10 | 100 | 105 | 90 | 1
163 | BUS_CNODE_JCT__1336 | 96.2040558 | -1.14131093 |  | 435 | 256 | 2 | 1 | 0 | 0 | 0 | 10 | 100 | 105 | 90 | 1
164 | BUS_CNODE_JCT__1335 | 96.6647644 | -0.997343481 |  | 426 | 256 | 2 | 1 | 0 | 0 | 0 | 10 | 100 | 105 | 90 | 1
165 | BUS_CNODE_JCT__1337 | 97.0695648 | -0.872131288 |  | 417 | 256 | 2 | 1 | 0 | 0 | 0 | 10 | 100 | 105 | 90 | 1
166 | BUS_CNODE_JCT__1338 | 97.474823 | -0.747959614 |  | 389 | 251 | 2 | 1 | 0 | 0 | 0 | 10 | 100 | 105 | 90 | 1
167 | BUS_CNODE_JCT__1339 | 97.8946838 | -0.620539486 |  | 389 | 246 | 2 | 1 | 0 | 0 | 0 | 10 | 100 | 105 | 90 | 1
168 | BUS_CNODE_JCT__1432 | 97.8946838 | -0.620539486 |  | 389 | 238 | 2 | 1 | 0 | 0 | 0 | 10 | 100 | 105 | 90 | 1
169 | BUS_涛线4号环网柜（自）_213 | 97.8946838 | -0.620539486 |  | 389 | 232 | 2 | 1 | 0 | 0 | 0 | 10 | 100 | 105 | 90 | 1
170 | BUS_CNODE_JCT__1431 | 97.8946838 | -0.620539486 |  | 386 | 238 | 2 | 1 | 0 | 0 | 0 | 10 | 100 | 105 | 90 | 1
171 | BUS_CNODE_JCT__1340 | 97.8946838 | -0.620539486 |  | 386 | 256 | 2 | 1 | 0 | 0 | 0 | 10 | 100 | 105 | 90 | 1
172 | BUS_CNODE_JCT__1308 | 98.2597809 | -0.51079303 |  | 382 | 256 | 2 | 1 | 0 | 0 | 0 | 10 | 100 | 105 | 90 | 1
173 | BUS_CNODE_JCT__1307 | 98.6679688 | -0.389179736 |  | 371 | 256 | 2 | 1 | 0 | 0 | 0 | 10 | 100 | 105 | 90 | 1
174 | BUS_CNODE_JCT__1309 | 99.0765991 | -0.268569052 |  | 357 | 256 | 2 | 1 | 0 | 0 | 0 | 10 | 100 | 105 | 90 | 1
175 | BUS_CNODE_JCT__1321 | 99.4856644 | -0.148949698 |  | 342 | 256 | 2 | 1 | 0 | 0 | 0 | 10 | 100 | 105 | 90 | 1
176 | BUS_CNODE_JCT__1277 | 99.9999771 | -0.000117079609 |  | 327 | 256 | 2 | 1 | 0 | 0 | 0 | 10 | 100 | 105 | 90 | 1
177 | BUS_九龙变_243 | 99.9999771 | -0.000117079609 |  | 318 | 250 | 2 | 1 | 0 | 0 | 0 | 10 | 100 | 105 | 90 | 1
178 | BUS_CNODE_JCT__1433 | 97.8946838 | -0.620539486 |  | 392 | 238 | 2 | 1 | 0 | 0 | 0 | 10 | 100 | 105 | 90 | 1
179 | BUS_CNODE_JCT__1434 | 97.8946838 | -0.620539486 |  | 395 | 238 | 2 | 1 | 0 | 0 | 0 | 10 | 100 | 105 | 90 | 1
180 | BUS_CNODE_JCT__1435 | 97.8946838 | -0.620539486 |  | 383 | 236 | 2 | 1 | 0 | 0 | 0 | 10 | 100 | 105 | 90 | 1
181 | BUS_V爱涛线4号环_79_1493 | 94.0579376 | -4.48627853 |  | 383 | 244 | 2 | 1 | 0 | 0 | 0 | 0.400000006 | 100 | 105 | 90 | 1
182 | BUS_CNODE_JCT__1384 | 95.5275497 | -1.34346914 |  | 481 | 284 | 2 | 1 | 0 | 0 | 0 | 10 | 100 | 105 | 90 | 1
183 | BUS_CNODE_JCT__1363 | 95.5275497 | -1.34346914 |  | 485 | 320 | 2 | 1 | 0 | 0 | 0 | 10 | 100 | 105 | 90 | 1
184 | BUS_CNODE_JCT__1362 | 95.5223923 | -1.34513092 |  | 520 | 320 | 2 | 1 | 0 | 0 | 0 | 10 | 100 | 105 | 90 | 1
185 | BUS_都天元居开闭所（自）_220 | 95.5223923 | -1.34513092 |  | 528 | 303 | 2 | 1 | 0 | 0 | 0 | 10 | 100 | 105 | 90 | 1
186 | BUS_CNODE_JCT__1436 | 0 | 0 |  | 537 | 305 | 2 | 1 | 0 | 0 | 0 | 10 | 100 | 105 | 90 | 1
187 | BUS_都天元居开闭所（自）_219 | 0 | 0 |  | 546 | 303 | 2 | 1 | 0 | 0 | 0 | 10 | 100 | 105 | 90 | 1
188 | BUS_CNODE_JCT__1304 | 95.5223923 | -1.34513092 |  | 534 | 322 | 2 | 1 | 0 | 0 | 0 | 10 | 100 | 105 | 90 | 1
189 | BUS_亚都天元居#1箱变_227 | 95.5206604 | -1.34492564 |  | 562 | 279 | 2 | 1 | 0 | 0 | 0 | 10 | 100 | 105 | 90 | 1
190 | BUS_CNODE_JCT__1446 | 95.5206604 | -1.34492564 |  | 563 | 282 | 2 | 1 | 0 | 0 | 0 | 10 | 100 | 105 | 90 | 1
191 | BUS_1#箱变_814_1517 | 91.7769547 | -5.21066475 |  | 563 | 289 | 2 | 1 | 0 | 0 | 0 | 0.400000006 | 100 | 105 | 90 | 1
192 | BUS_CNODE_JCT__1305 | 95.5223923 | -1.34513092 |  | 532 | 335 | 2 | 1 | 0 | 0 | 0 | 10 | 100 | 105 | 90 | 1
193 | BUS_CNODE_JCT__1306 | 95.4343872 | -1.33836222 |  | 542 | 335 | 2 | 1 | 0 | 0 | 0 | 10 | 100 | 105 | 90 | 1
194 | BUS_CNODE_JCT__1364 | 95.5223923 | -1.34513092 |  | 529 | 381 | 2 | 1 | 0 | 0 | 0 | 10 | 100 | 105 | 90 | 1
195 | BUS_元居1#配电所母线1_216 | 95.5195694 | -1.34479606 |  | 507 | 367 | 2 | 1 | 0 | 0 | 0 | 10 | 100 | 105 | 90 | 1
196 | BUS_1#配电所3#_80_1485 | 91.7759094 | -5.21053505 |  | 507 | 376 | 2 | 1 | 0 | 0 | 0 | 0.400000006 | 100 | 105 | 90 | 1
197 | BUS_CNODE_JCT__1365 | 95.5223923 | -1.34513092 |  | 527 | 320 | 2 | 1 | 0 | 0 | 0 | 10 | 100 | 105 | 90 | 1
198 | BUS_元居1#配电所母线2_217 | 95.5197601 | -1.34481919 |  | 500 | 367 | 2 | 1 | 0 | 0 | 0 | 10 | 100 | 105 | 90 | 1
199 | BUS_1#配电所1#_80_1487 | 91.7760925 | -5.21055794 |  | 501 | 376 | 2 | 1 | 0 | 0 | 0 | 0.400000006 | 100 | 105 | 90 | 1
200 | BUS_CNODE_JCT__1361 | 95.5223923 | -1.34513092 |  | 525 | 327 | 2 | 1 | 0 | 0 | 0 | 10 | 100 | 105 | 90 | 1
201 | BUS_CNODE_JCT__1359 | 95.5205383 | -1.34573126 |  | 545 | 327 | 2 | 1 | 0 | 0 | 0 | 10 | 100 | 105 | 90 | 1
202 | BUS_CNODE_JCT__1360 | 95.4742508 | -1.35483456 |  | 575 | 327 | 2 | 1 | 0 | 0 | 0 | 10 | 100 | 105 | 90 | 1
203 | BUS_kV爱涛线亚都环网柜_203 | 95.4742508 | -1.35483456 |  | 581 | 299 | 2 | 1 | 0 | 0 | 0 | 10 | 100 | 105 | 90 | 1
204 | BUS_CNODE_JCT__1423 | 95.4742508 | -1.35483456 |  | 587 | 319 | 2 | 1 | 0 | 0 | 0 | 10 | 100 | 105 | 90 | 1
205 | BUS_CNODE_JCT__1464 | 95.3474579 | -1.35202372 |  | 603 | 319 | 2 | 1 | 0 | 0 | 0 | 10 | 100 | 105 | 90 | 1
206 | BUS_CNODE_JCT__1330 | 95.4742508 | -1.35483456 |  | 583 | 332 | 2 | 1 | 0 | 0 | 0 | 10 | 100 | 105 | 90 | 1
207 | BUS_line1_228 | 95.4716415 | -1.3545258 |  | 618 | 326 | 2 | 1 | 0 | 0 | 0 | 10 | 100 | 105 | 90 | 1
208 | BUS_CNODE_JCT__1447 | 95.4716415 | -1.3545258 |  | 619 | 329 | 2 | 1 | 0 | 0 | 0 | 10 | 100 | 105 | 90 | 1
209 | BUS_元居#4箱变_815_1519 | 91.7298584 | -5.22026443 |  | 619 | 335 | 2 | 1 | 0 | 0 | 0 | 0.400000006 | 100 | 105 | 90 | 1
210 | BUS_CNODE_JCT__1331 | 95.4742508 | -1.35483456 |  | 579 | 347 | 2 | 1 | 0 | 0 | 0 | 10 | 100 | 105 | 90 | 1
211 | BUS_亚都天元居#3箱变_229 | 95.4716797 | -1.3545289 |  | 618 | 341 | 2 | 1 | 0 | 0 | 0 | 10 | 100 | 105 | 90 | 1
212 | BUS_CNODE_JCT__1448 | 95.4716797 | -1.3545289 |  | 619 | 343 | 2 | 1 | 0 | 0 | 0 | 10 | 100 | 105 | 90 | 1
213 | BUS_元居#3箱变_816_1521 | 91.7298889 | -5.22026777 |  | 619 | 350 | 2 | 1 | 0 | 0 | 0 | 0.400000006 | 100 | 105 | 90 | 1
214 | BUS_CNODE_JCT__1383 | 95.5070267 | -1.34568894 |  | 478 | 309 | 2 | 1 | 0 | 0 | 0 | 10 | 100 | 105 | 90 | 1
215 | BUS_CNODE_JCT__1370 | 95.486496 | -1.34790969 |  | 478 | 336 | 2 | 1 | 0 | 0 | 0 | 10 | 100 | 105 | 90 | 1
216 | BUS_CNODE_JCT__1371 | 95.4666214 | -1.35439134 |  | 478 | 381 | 2 | 1 | 0 | 0 | 0 | 10 | 100 | 105 | 90 | 1
217 | BUS_涛线#2环网柜（自）_211 | 95.4666214 | -1.35439134 |  | 460 | 378 | 2 | 1 | 0 | 0 | 0 | 10 | 100 | 105 | 90 | 1
218 | BUS_CNODE_JCT__1368 | 95.4666214 | -1.35439134 |  | 454 | 391 | 2 | 1 | 0 | 0 | 0 | 10 | 100 | 105 | 90 | 1
219 | BUS_CNODE_JCT__1369 | 95.4629974 | -1.35557449 |  | 454 | 403 | 2 | 1 | 0 | 0 | 0 | 10 | 100 | 105 | 90 | 1
220 | BUS_CNODE_JCT__1382 | 95.4424667 | -1.35779834 |  | 455 | 415 | 2 | 1 | 0 | 0 | 0 | 10 | 100 | 105 | 90 | 1
221 | BUS_CNODE_JCT__1462 | 95.4424667 | -1.35779834 |  | 460 | 415 | 2 | 1 | 0 | 0 | 0 | 10 | 100 | 105 | 90 | 1
222 | BUS_CNODE_JCT__1463 | 95.4131775 | -1.35714877 |  | 470 | 415 | 2 | 1 | 0 | 0 | 0 | 10 | 100 | 105 | 90 | 1
223 | BUS_CNODE_JCT__1381 | 95.4383621 | -1.35824323 |  | 454 | 416 | 2 | 1 | 0 | 0 | 0 | 10 | 100 | 105 | 90 | 1
224 | BUS_CNODE_JCT__1380 | 95.438118 | -1.35826993 |  | 454 | 417 | 2 | 1 | 0 | 0 | 0 | 10 | 100 | 105 | 90 | 1
225 | BUS_CNODE_JCT__1379 | 95.4371262 | -1.35837662 |  | 454 | 419 | 2 | 1 | 0 | 0 | 0 | 10 | 100 | 105 | 90 | 1
226 | BUS_CNODE_JCT__1378 | 95.4330215 | -1.35882151 |  | 454 | 421 | 2 | 1 | 0 | 0 | 0 | 10 | 100 | 105 | 90 | 1
227 | BUS_CNODE_JCT__1377 | 95.4289169 | -1.35926652 |  | 454 | 423 | 2 | 1 | 0 | 0 | 0 | 10 | 100 | 105 | 90 | 1
228 | BUS_CNODE_JCT__1376 | 95.425148 | -1.35967588 |  | 454 | 424 | 2 | 1 | 0 | 0 | 0 | 10 | 100 | 105 | 90 | 1
229 | BUS_CNODE_JCT__1375 | 95.423912 | -1.3598094 |  | 455 | 429 | 2 | 1 | 0 | 0 | 0 | 10 | 100 | 105 | 90 | 1
230 | BUS_CNODE_JCT__1465 | 95.423912 | -1.3598094 |  | 461 | 431 | 2 | 1 | 0 | 0 | 0 | 10 | 100 | 105 | 90 | 1
231 | BUS_CNODE_JCT__1473 | 95.4195938 | -1.35947716 |  | 472 | 431 | 2 | 1 | 0 | 0 | 0 | 10 | 100 | 105 | 90 | 1
232 | BUS_CNODE_JCT__1374 | 95.423912 | -1.3598094 |  | 454 | 433 | 2 | 1 | 0 | 0 | 0 | 10 | 100 | 105 | 90 | 1
233 | BUS_CNODE_JCT__1366 | 95.423912 | -1.3598094 |  | 454 | 436 | 2 | 1 | 0 | 0 | 0 | 10 | 100 | 105 | 90 | 1
234 | BUS_CNODE_JCT__1367 | 95.423912 | -1.3598094 |  | 454 | 452 | 2 | 1 | 0 | 0 | 0 | 10 | 100 | 105 | 90 | 1
235 | BUS_CNODE_JCT__1469 | 95.423912 | -1.3598094 |  | 469 | 452 | 2 | 1 | 0 | 0 | 0 | 10 | 100 | 105 | 90 | 1
236 | BUS_号线2号环网柜（自）_241 | 0 | 0 |  | 469 | 447 | 2 | 1 | 0 | 0 | 0 | 10 | 100 | 105 | 90 | 1
237 | BUS_CNODE_JCT__1467 | 0 | 0 |  | 464 | 452 | 2 | 1 | 0 | 0 | 0 | 10 | 100 | 105 | 90 | 1
238 | BUS_CNODE_JCT__1468 | 0 | 0 |  | 466 | 452 | 2 | 1 | 0 | 0 | 0 | 10 | 100 | 105 | 90 | 1
239 | BUS_CNODE_JCT__1470 | 0 | 0 |  | 473 | 452 | 2 | 1 | 0 | 0 | 0 | 10 | 100 | 105 | 90 | 1
240 | BUS_CNODE_JCT__1471 | 0 | 0 |  | 471 | 450 | 2 | 1 | 0 | 0 | 0 | 10 | 100 | 105 | 90 | 1
241 | BUS_CNODE_JCT__1472 | 0 | 0 |  | 476 | 452 | 2 | 1 | 0 | 0 | 0 | 10 | 100 | 105 | 90 | 1
242 | BUS_CNODE_JCT__1466 | 0 | 0 |  | 461 | 450 | 2 | 1 | 0 | 0 | 0 | 10 | 100 | 105 | 90 | 1
243 | BUS_V苏源4号线2_83_1549 | 0 | 0 |  | 461 | 458 | 2 | 1 | 0 | 0 | 0 | 0.400000006 | 100 | 105 | 90 | 1
244 | BUS_CNODE_JCT__1421 | 94.947319 | -1.39924955 |  | 658 | 251 | 2 | 1 | 0 | 0 | 0 | 10 | 100 | 105 | 90 | 1
245 | BUS_CNODE_JCT__1417 | 94.947319 | -1.39924955 |  | 658 | 248 | 2 | 1 | 0 | 0 | 0 | 10 | 100 | 105 | 90 | 1
246 | BUS_CNODE_JCT__1416 | 94.9348068 | -1.40052795 |  | 658 | 246 | 2 | 1 | 0 | 0 | 0 | 10 | 100 | 105 | 90 | 1
247 | BUS_CNODE_JCT__1415 | 94.9222946 | -1.40180671 |  | 658 | 243 | 2 | 1 | 0 | 0 | 0 | 10 | 100 | 105 | 90 | 1
248 | BUS_CNODE_JCT__1414 | 94.90979 | -1.40308583 |  | 658 | 239 | 2 | 1 | 0 | 0 | 0 | 10 | 100 | 105 | 90 | 1
249 | BUS_CNODE_JCT__1290 | 94.8972778 | -1.4043653 |  | 656 | 236 | 2 | 1 | 0 | 0 | 0 | 10 | 100 | 105 | 90 | 1
250 | BUS_CNODE_JCT__1291 | 94.8949585 | -1.40418601 |  | 650 | 235 | 2 | 1 | 0 | 0 | 0 | 10 | 100 | 105 | 90 | 1
251 | BUS_CNODE_JCT__1413 | 94.889946 | -1.40507984 |  | 658 | 234 | 2 | 1 | 0 | 0 | 0 | 10 | 100 | 105 | 90 | 1
252 | BUS_CNODE_JCT__1294 | 94.8826218 | -1.4057945 |  | 659 | 232 | 2 | 1 | 0 | 0 | 0 | 10 | 100 | 105 | 90 | 1
253 | BUS_CNODE_JCT__1295 | 94.8815384 | -1.40609539 |  | 678 | 232 | 2 | 1 | 0 | 0 | 0 | 10 | 100 | 105 | 90 | 1
254 | BUS_爱涛线太平南区环网柜_208 | 94.8815384 | -1.40609539 |  | 684 | 227 | 2 | 1 | 0 | 0 | 0 | 10 | 100 | 105 | 90 | 1
255 | BUS_CNODE_JCT__1293 | 94.8815384 | -1.40609539 |  | 682 | 244 | 2 | 1 | 0 | 0 | 0 | 10 | 100 | 105 | 90 | 1
256 | BUS_line1_230 | 94.881424 | -1.40608144 |  | 705 | 232 | 2 | 1 | 0 | 0 | 0 | 10 | 100 | 105 | 90 | 1
257 | BUS_CNODE_JCT__1449 | 94.881424 | -1.40608144 |  | 705 | 233 | 2 | 1 | 0 | 0 | 0 | 10 | 100 | 105 | 90 | 1
258 | BUS_区2变_817_1523 | 91.1627731 | -5.27182055 |  | 705 | 240 | 2 | 1 | 0 | 0 | 0 | 0.400000006 | 100 | 105 | 90 | 1
259 | BUS_CNODE_JCT__1292 | 94.8815384 | -1.40609539 |  | 687 | 241 | 2 | 1 | 0 | 0 | 0 | 10 | 100 | 105 | 90 | 1
260 | BUS_line1_224 | 94.8814468 | -1.40608454 |  | 699 | 213 | 2 | 1 | 0 | 0 | 0 | 10 | 100 | 105 | 90 | 1
261 | BUS_CNODE_JCT__1443 | 94.8814468 | -1.40608454 |  | 700 | 215 | 2 | 1 | 0 | 0 | 0 | 10 | 100 | 105 | 90 | 1
262 | BUS_区1变_811_1511 | 91.1628036 | -5.27182341 |  | 700 | 221 | 2 | 1 | 0 | 0 | 0 | 0.400000006 | 100 | 105 | 90 | 1
263 | BUS_CNODE_JCT__1298 | 94.8822403 | -1.40583336 |  | 657 | 204 | 2 | 1 | 0 | 0 | 0 | 10 | 100 | 105 | 90 | 1
264 | BUS_CNODE_JCT__1296 | 94.8822403 | -1.40583336 |  | 661 | 201 | 2 | 1 | 0 | 0 | 0 | 10 | 100 | 105 | 90 | 1
265 | BUS_CNODE_JCT__1297 | 94.8822403 | -1.40583336 |  | 717 | 201 | 2 | 1 | 0 | 0 | 0 | 10 | 100 | 105 | 90 | 1
266 | BUS_V西花园线6号环网柜_209 | 0 | 0 |  | 719 | 189 | 2 | 1 | 0 | 0 | 0 | 10 | 100 | 105 | 90 | 1
267 | BUS_CNODE_JCT__1299 | 94.8672714 | -1.40467358 |  | 646 | 195 | 2 | 1 | 0 | 0 | 0 | 10 | 100 | 105 | 90 | 1
268 | BUS_CNODE_JCT__1302 | 94.8820648 | -1.40585101 |  | 660 | 191 | 2 | 1 | 0 | 0 | 0 | 10 | 100 | 105 | 90 | 1
269 | BUS_CNODE_JCT__1318 | 94.8820648 | -1.40585101 |  | 658 | 187 | 2 | 1 | 0 | 0 | 0 | 10 | 100 | 105 | 90 | 1
270 | BUS_CNODE_JCT__1319 | 94.8807602 | -1.40621245 |  | 658 | 185 | 2 | 1 | 0 | 0 | 0 | 10 | 100 | 105 | 90 | 1
271 | BUS_涛线颐秀居#1环网柜_210 | 94.8807602 | -1.40621245 |  | 664 | 161 | 2 | 1 | 0 | 0 | 0 | 10 | 100 | 105 | 90 | 1
272 | BUS_CNODE_JCT__1317 | 94.8807602 | -1.40621245 |  | 667 | 173 | 2 | 1 | 0 | 0 | 0 | 10 | 100 | 105 | 90 | 1
273 | BUS_颐秀居#2变母母线_232 | 94.8799286 | -1.40611362 |  | 681 | 159 | 2 | 1 | 0 | 0 | 0 | 10 | 100 | 105 | 90 | 1
274 | BUS_CNODE_JCT__1451 | 94.8799286 | -1.40611362 |  | 682 | 161 | 2 | 1 | 0 | 0 | 0 | 10 | 100 | 105 | 90 | 1
275 | BUS_#2变_819_1527 | 91.1613388 | -5.27185249 |  | 682 | 168 | 2 | 1 | 0 | 0 | 0 | 0.400000006 | 100 | 105 | 90 | 1
276 | BUS_CNODE_JCT__1316 | 94.8807602 | -1.40621245 |  | 662 | 178 | 2 | 1 | 0 | 0 | 0 | 10 | 100 | 105 | 90 | 1
277 | BUS_颐秀居#1变母线_231 | 94.879776 | -1.40609503 |  | 691 | 159 | 2 | 1 | 0 | 0 | 0 | 10 | 100 | 105 | 90 | 1
278 | BUS_CNODE_JCT__1450 | 94.879776 | -1.40609503 |  | 692 | 163 | 2 | 1 | 0 | 0 | 0 | 10 | 100 | 105 | 90 | 1
279 | BUS_#1变_818_1525 | 91.1611862 | -5.2718339 |  | 692 | 169 | 2 | 1 | 0 | 0 | 0 | 0.400000006 | 100 | 105 | 90 | 1
280 | BUS_CNODE_JCT__1303 | 94.8814621 | -1.40580463 |  | 673 | 191 | 2 | 1 | 0 | 0 | 0 | 10 | 100 | 105 | 90 | 1
281 | BUS_元居1#配电所母线4_214 | 0 | 0 |  | 501 | 378 | 2 | 1 | 0 | 0 | 0 | 10 | 100 | 105 | 90 | 1
282 | BUS_1#配电所2#_80_1495 | 0 | 0 |  | 503 | 386 | 2 | 1 | 0 | 0 | 0 | 0.400000006 | 100 | 105 | 90 | 1
283 | BUS_元居1#配电所母线3_215 | 0 | 0 |  | 509 | 378 | 2 | 1 | 0 | 0 | 0 | 10 | 100 | 105 | 90 | 1
284 | BUS_1#配电所4#_80_1497 | 0 | 0 |  | 508 | 386 | 2 | 1 | 0 | 0 | 0 | 0.400000006 | 100 | 105 | 90 | 1

## xform2w
Index | ID | AnsiMaxMVA | AnsiMVA | AnsiPosXR | AnsiPosZ | AnsiZeroXoverR | AnsiZeroZ | Buried | VectorOrWinding | PrimConnectionButton | SecConnectionButton | PrimNeutralConn | SecNeutralConn | CenterTap | PrimPercentTap | SecPercentTap | PrimMaxPercentFixedTap | PrimMinPercentFixedTap | SecMaxPercentFixedTap | SecMinPercentFixedTap | PhaseShiftHL | PhaseShiftPS | PhaseShiftType | FromBus | ToBus | InService | InServiceState | PrimkV | SeckV | ZBaseMVA
1 | XFOR_太平花苑6主变_823 | 50 | 50 | 20 | 10 | 20 | 10 | 0 | 1 | 1 | 0 | 1 | 1 | 0 | 0 | 0 | 5 | -5 | 5 | -5 | 0 | 0 | 0 | BUS_CNODE_JCT__1455 | BUS_苑6主变_823_1535 | true | New | 10 | 0.400000006 | 50
2 | XFOR_太平花苑4主变1变_828 | 50 | 50 | 20 | 10 | 20 | 10 | 0 | 1 | 1 | 0 | 1 | 1 | 0 | 0 | 0 | 5 | -5 | 5 | -5 | 0 | 0 | 0 | BUS_CNODE_JCT__1459 | BUS_苑4主变1变_828_1543 | true | New | 10 | 0.400000006 | 50
3 | XFOR_太平花苑4主变2变_829 | 50 | 50 | 20 | 10 | 20 | 10 | 0 | 1 | 1 | 0 | 1 | 1 | 0 | 0 | 0 | 5 | -5 | 5 | -5 | 0 | 0 | 0 | BUS_平花苑#4变高压母线_239 | BUS_苑4主变2变_829_1483 | true | New | 10 | 0.400000006 | 50
4 | XFOR_太平花苑#5变1变_824 | 50 | 50 | 20 | 10 | 20 | 10 | 0 | 1 | 1 | 0 | 1 | 1 | 0 | 0 | 0 | 5 | -5 | 5 | -5 | 0 | 0 | 0 | BUS_CNODE_JCT__1456 | BUS_苑#5变1变_824_1537 | true | New | 10 | 0.400000006 | 50
5 | XFOR_太平花苑#5变2变_825 | 50 | 50 | 20 | 10 | 20 | 10 | 0 | 1 | 1 | 0 | 1 | 1 | 0 | 0 | 0 | 5 | -5 | 5 | -5 | 0 | 0 | 0 | BUS_CNODE_JCT__1457 | BUS_苑#5变2变_825_1539 | true | New | 10 | 0.400000006 | 50
6 | XFOR_太平花苑3主变1变_826 | 50 | 50 | 20 | 10 | 20 | 10 | 0 | 1 | 1 | 0 | 1 | 1 | 0 | 0 | 0 | 5 | -5 | 5 | -5 | 0 | 0 | 0 | BUS_CNODE_JCT__1458 | BUS_苑3主变1变_826_1541 | true | New | 10 | 0.400000006 | 50
7 | XFOR_太平花苑3主变2变_827 | 50 | 50 | 20 | 10 | 20 | 10 | 0 | 1 | 1 | 0 | 1 | 1 | 0 | 0 | 0 | 5 | -5 | 5 | -5 | 0 | 0 | 0 | BUS_平花苑#3变高压母线_238 | BUS_苑3主变2变_827_1489 | true | New | 10 | 0.400000006 | 50
8 | XFOR_10kV爱涛线3号环_833 | 50 | 50 | 20 | 10 | 20 | 10 | 0 | 1 | 1 | 0 | 1 | 1 | 0 | 0 | 0 | 5 | -5 | 5 | -5 | 0 | 0 | 0 | BUS_CNODE_JCT__1474 | BUS_V爱涛线3号环_83_1551 | true | New | 10 | 0.400000006 | 50
9 | XFOR_太平花苑7主变_822 | 50 | 50 | 20 | 10 | 20 | 10 | 0 | 1 | 1 | 0 | 1 | 1 | 0 | 0 | 0 | 5 | -5 | 5 | -5 | 0 | 0 | 0 | BUS_CNODE_JCT__1454 | BUS_苑7主变_822_1533 | true | New | 10 | 0.400000006 | 50
10 | XFOR_太平花苑8主变2变_821 | 50 | 50 | 20 | 10 | 20 | 10 | 0 | 1 | 1 | 0 | 1 | 1 | 0 | 0 | 0 | 5 | -5 | 5 | -5 | 0 | 0 | 0 | BUS_CNODE_JCT__1453 | BUS_苑8主变2变_821_1531 | true | New | 10 | 0.400000006 | 50
11 | XFOR_太平花苑8主变1变_820 | 50 | 50 | 20 | 10 | 20 | 10 | 0 | 1 | 1 | 0 | 1 | 1 | 0 | 0 | 0 | 5 | -5 | 5 | -5 | 0 | 0 | 0 | BUS_CNODE_JCT__1452 | BUS_苑8主变1变_820_1529 | true | New | 10 | 0.400000006 | 50
12 | XFOR_太平花苑菜场配电所_804 | 50 | 50 | 20 | 10 | 20 | 10 | 0 | 1 | 1 | 0 | 1 | 1 | 0 | 0 | 0 | 5 | -5 | 5 | -5 | 0 | 0 | 0 | BUS_line47_218 | BUS_苑菜场配电所_804_1481 | true | New | 10 | 0.400000006 | 50
13 | XFOR_太平花苑#17变1变_809 | 50 | 50 | 20 | 10 | 20 | 10 | 0 | 1 | 1 | 0 | 1 | 1 | 0 | 0 | 0 | 5 | -5 | 5 | -5 | 0 | 0 | 0 | BUS_CNODE_JCT__1441 | BUS_苑#17变1变_80_1507 | true | New | 10 | 0.400000006 | 50
14 | XFOR_太平花苑#17变2变_810 | 50 | 50 | 20 | 10 | 20 | 10 | 0 | 1 | 1 | 0 | 1 | 1 | 0 | 0 | 0 | 5 | -5 | 5 | -5 | 0 | 0 | 0 | BUS_CNODE_JCT__1442 | BUS_苑#17变2变_81_1509 | true | New | 10 | 0.400000006 | 50
15 | XFOR_太平花苑#16变1变_805 | 50 | 50 | 20 | 10 | 20 | 10 | 0 | 1 | 1 | 0 | 1 | 1 | 0 | 0 | 0 | 5 | -5 | 5 | -5 | 0 | 0 | 0 | BUS_CNODE_JCT__1437 | BUS_苑#16变1变_80_1499 | true | New | 10 | 0.400000006 | 50
16 | XFOR_太平花苑#16变2变_806 | 50 | 50 | 20 | 10 | 20 | 10 | 0 | 1 | 1 | 0 | 1 | 1 | 0 | 0 | 0 | 5 | -5 | 5 | -5 | 0 | 0 | 0 | BUS_CNODE_JCT__1438 | BUS_苑#16变2变_80_1501 | true | New | 10 | 0.400000006 | 50
17 | XFOR_太平花苑10主变1变_807 | 50 | 50 | 20 | 10 | 20 | 10 | 0 | 1 | 1 | 0 | 1 | 1 | 0 | 0 | 0 | 5 | -5 | 5 | -5 | 0 | 0 | 0 | BUS_CNODE_JCT__1440 | BUS_苑10主变1变_80_1505 | true | New | 10 | 0.400000006 | 50
18 | XFOR_太平花苑10主变2变_808 | 50 | 50 | 20 | 10 | 20 | 10 | 0 | 1 | 1 | 0 | 1 | 1 | 0 | 0 | 0 | 5 | -5 | 5 | -5 | 0 | 0 | 0 | BUS_CNODE_JCT__1439 | BUS_苑10主变2变_80_1503 | true | New | 10 | 0.400000006 | 50
19 | XFOR_太平花苑9主变1变_830 | 50 | 50 | 20 | 10 | 20 | 10 | 0 | 1 | 1 | 0 | 1 | 1 | 0 | 0 | 0 | 5 | -5 | 5 | -5 | 0 | 0 | 0 | BUS_CNODE_JCT__1460 | BUS_苑9主变1变_830_1545 | true | New | 10 | 0.400000006 | 50
20 | XFOR_太平花苑9主变2变_831 | 50 | 50 | 20 | 10 | 20 | 10 | 0 | 1 | 1 | 0 | 1 | 1 | 0 | 0 | 0 | 5 | -5 | 5 | -5 | 0 | 0 | 0 | BUS_CNODE_JCT__1461 | BUS_苑9主变2变_831_1547 | true | New | 10 | 0.400000006 | 50
21 | XFOR_逸翠居小区#2箱变_812 | 50 | 50 | 20 | 10 | 20 | 10 | 0 | 1 | 1 | 0 | 1 | 1 | 0 | 0 | 0 | 5 | -5 | 5 | -5 | 0 | 0 | 0 | BUS_CNODE_JCT__1444 | BUS_小区#2箱变_812_1513 | true | New | 10 | 0.400000006 | 50
22 | XFOR_逸翠居小区#1箱变_813 | 50 | 50 | 20 | 10 | 20 | 10 | 0 | 1 | 1 | 0 | 1 | 1 | 0 | 0 | 0 | 5 | -5 | 5 | -5 | 0 | 0 | 0 | BUS_CNODE_JCT__1445 | BUS_小区#1箱变_813_1515 | true | New | 10 | 0.400000006 | 50
23 | XFOR_10kV爱涛线1号环_798 | 50 | 50 | 20 | 10 | 20 | 10 | 0 | 1 | 1 | 0 | 1 | 1 | 0 | 0 | 0 | 5 | -5 | 5 | -5 | 0 | 0 | 0 | BUS_CNODE_JCT__1430 | BUS_V爱涛线1号环_79_1491 | true | New | 10 | 0.400000006 | 50
24 | XFOR_10kV爱涛线4号环_799 | 50 | 50 | 20 | 10 | 20 | 10 | 0 | 1 | 1 | 0 | 1 | 1 | 0 | 0 | 0 | 5 | -5 | 5 | -5 | 0 | 0 | 0 | BUS_CNODE_JCT__1435 | BUS_V爱涛线4号环_79_1493 | true | New | 10 | 0.400000006 | 50
25 | XFOR_天元居1#箱变_814 | 50 | 50 | 20 | 10 | 20 | 10 | 0 | 1 | 1 | 0 | 1 | 1 | 0 | 0 | 0 | 5 | -5 | 5 | -5 | 0 | 0 | 0 | BUS_CNODE_JCT__1446 | BUS_1#箱变_814_1517 | true | New | 10 | 0.400000006 | 50
26 | XFOR_天元居1#配电所3#_801 | 50 | 50 | 20 | 10 | 20 | 10 | 0 | 1 | 1 | 0 | 1 | 1 | 0 | 0 | 0 | 5 | -5 | 5 | -5 | 0 | 0 | 0 | BUS_元居1#配电所母线1_216 | BUS_1#配电所3#_80_1485 | true | New | 10 | 0.400000006 | 50
27 | XFOR_天元居1#配电所1#_800 | 50 | 50 | 20 | 10 | 20 | 10 | 0 | 1 | 1 | 0 | 1 | 1 | 0 | 0 | 0 | 5 | -5 | 5 | -5 | 0 | 0 | 0 | BUS_元居1#配电所母线2_217 | BUS_1#配电所1#_80_1487 | true | New | 10 | 0.400000006 | 50
28 | XFOR_亚都天元居#4箱变_815 | 50 | 50 | 20 | 10 | 20 | 10 | 0 | 1 | 1 | 0 | 1 | 1 | 0 | 0 | 0 | 5 | -5 | 5 | -5 | 0 | 0 | 0 | BUS_CNODE_JCT__1447 | BUS_元居#4箱变_815_1519 | true | New | 10 | 0.400000006 | 50
29 | XFOR_亚都天元居#3箱变_816 | 50 | 50 | 20 | 10 | 20 | 10 | 0 | 1 | 1 | 0 | 1 | 1 | 0 | 0 | 0 | 5 | -5 | 5 | -5 | 0 | 0 | 0 | BUS_CNODE_JCT__1448 | BUS_元居#3箱变_816_1521 | true | New | 10 | 0.400000006 | 50
30 | XFOR_10kV苏源4号线2_832 | 50 | 50 | 20 | 10 | 20 | 10 | 0 | 1 | 1 | 0 | 1 | 1 | 0 | 0 | 0 | 5 | -5 | 5 | -5 | 0 | 0 | 0 | BUS_CNODE_JCT__1466 | BUS_V苏源4号线2_83_1549 | true | New | 10 | 0.400000006 | 50
31 | XFOR_太平南区2变_817 | 50 | 50 | 20 | 10 | 20 | 10 | 0 | 1 | 1 | 0 | 1 | 1 | 0 | 0 | 0 | 5 | -5 | 5 | -5 | 0 | 0 | 0 | BUS_CNODE_JCT__1449 | BUS_区2变_817_1523 | true | New | 10 | 0.400000006 | 50
32 | XFOR_太平南区1变_811 | 50 | 50 | 20 | 10 | 20 | 10 | 0 | 1 | 1 | 0 | 1 | 1 | 0 | 0 | 0 | 5 | -5 | 5 | -5 | 0 | 0 | 0 | BUS_CNODE_JCT__1443 | BUS_区1变_811_1511 | true | New | 10 | 0.400000006 | 50
33 | XFOR_颐秀居#2变_819 | 50 | 50 | 20 | 10 | 20 | 10 | 0 | 1 | 1 | 0 | 1 | 1 | 0 | 0 | 0 | 5 | -5 | 5 | -5 | 0 | 0 | 0 | BUS_CNODE_JCT__1451 | BUS_#2变_819_1527 | true | New | 10 | 0.400000006 | 50
34 | XFOR_颐秀居#1变_818 | 50 | 50 | 20 | 10 | 20 | 10 | 0 | 1 | 1 | 0 | 1 | 1 | 0 | 0 | 0 | 5 | -5 | 5 | -5 | 0 | 0 | 0 | BUS_CNODE_JCT__1450 | BUS_#1变_818_1525 | true | New | 10 | 0.400000006 | 50
35 | XFOR_天元居1#配电所2#_802 | 50 | 50 | 20 | 10 | 20 | 10 | 0 | 1 | 1 | 0 | 1 | 1 | 0 | 0 | 0 | 5 | -5 | 5 | -5 | 0 | 0 | 0 | BUS_元居1#配电所母线4_214 | BUS_1#配电所2#_80_1495 | true | New | 10 | 0.400000006 | 50
36 | XFOR_天元居1#配电所4#_803 | 50 | 50 | 20 | 10 | 20 | 10 | 0 | 1 | 1 | 0 | 1 | 1 | 0 | 0 | 0 | 5 | -5 | 5 | -5 | 0 | 0 | 0 | BUS_元居1#配电所母线3_215 | BUS_1#配电所4#_80_1497 | true | New | 10 | 0.400000006 | 50

## xform3w
Index | ID | InService | InServiceState | PrimaryBus | SecondaryBus | TeritiaryBus | PrimkV | SeckV | TerkV | PrimPercentTap | SecPercentTap | TerPercentTap | PrimkVA | SeckVA | TerkVA | PSPosZ | PSPosXoverR | PTPosZ | PTPosXoverR | STPosZ | STZeroXoverR

## util
Index | ID | OpVAng | OpVMag | OpMW | OpMvar | VoltagePercent0 | VoltagePercent1 | VoltagePercent2 | VoltagePercent3 | VoltagePercent4 | VoltagePercent5 | VoltagePercent6 | VoltagePercent7 | VoltagePercent8 | VoltagePercent9 | BalancedRadio | Bus | EarthingType | GroundingConnection | InService | InServiceState | kAsc1p | kAsc3p | KV | MaxQ | MinQ | Mvar | MW | NegR | NegX | OnePhase | OnePhaseXoverR | Phase | PhaseType | PosR | PosX | ThreePhase | ThreePhaseXoverR | TypeOfUtility | VoltageAngle | VoltageMagnitude | ZeroR | ZeroX | PdeStatus
1 | U1 | 0 | 0 | 0 | 0 | 100 | 100 | 100 | 100 | 100 | 100 | 100 | 100 | 100 | 100 | 0 | BUS_九龙变_243 | 0 | 0 | true | As-Built | 40.8248291 | 40.8248291 | 10 | 0 | 0 | 0 | 0 | 10 | 10 | 707106.812 | 1 | 0 | 5 | 10 | 10 | 707106.812 | 1 | 0 | 0 | 100 | 10 | 10 | Swing

## syngen
Index | ID | Bus | CalcFromCapability | CompoundExc | CouplerRpm | CouplerWR2 | Damping | Efficency | Eqp | ExcWithstandLimit | ExcWithstandTime | GenerationCategory | GostScExciterType | IecExcitationType | Ikp | IncludePFMvarController | Inertia | InService | InServiceState | KV | LoadRpm | LoadWR2 | MachineType | MachineWR2 | MVA | MW | PG | PlotI2t | PlotShortTime | Poles | PowerFactor | PrimConnectionButton | PrimEarthingType | PrimGroundingType | PrimNeutralConn | RadioButtons | RatedLifeTime | RdcPercent | ReactivePower | RealPower | RPM | S100 | S120 | Sbreak | ScExciterType | ScGenType | TDoublePrimeD0 | TDoublePrimeQ0 | TPrimeD0 | TPrimeQ0 | TypeOfGenerator | VoltageAngle | VoltageMagnitude | X0 | X1 | X2 | Xd | XdDoublePrime | XdPrime | XOverR | XOverR0 | XOverR2 | Xq | XqDoublePrime | XqPrime | XTolerance | PdeStatus

## pvarray
Index | ID | Bus | BVmpp | BVmppTemp | BVoc | BVocTemp | DCGrounded | DCGroundR | DeltaIrradiance | EarthingType | ExternalL | ExternalR | GenerationCategory | Impp | ImpUD | InService | InServiceState | InverterIncluded | Isc | IscUD | Issue | LibModified | MppTracker | NOCTemp | NumPanelParallel | NumPanelSeries | PhaseType | PVAPower | PVAPowerTol | RevCtrl | Revision | SCModel | ValidEquipmentCable | Vmpp | VmpUD | Voc | VocUD | OutServiceYear | ProfileSector | PVAMFR | PVAModel | PVANumCells | PVASize | PVAType | PVAVDC | SingleYearForecastOpt | UniformScalePQ | FailureRate | MTTR | NoOfLoads | OutageRate | OutageTime | PermFailureRate | ReplaceTime | SpareAvail | SwitchTime

## lumpedload
Index | ID | OpMW | OpMvar | OpMWStLd | OpMvarStLd | GroundingAmp | GroundingOhm | GroundingType | Bus | InService | InServiceState | KV | LRC | ModelType | MotorLoadPercent | MTLoadPercent | MVA | NeutralConn | PercentTotalLoad | PF | Phase | PhaseA_MVA | PhaseB_MVA | PhaseC_MVA | PhaseConnection | StaticLoadPercent | TdP | X | XdP | XOverR | XP | XPP | PdeStatus | BasekV | LoadType | OutServiceYear | PhaseA_Amp | PhaseA_PF | PhaseB_Amp | PhaseB_PF | PhaseC_Amp | PhaseC_PF | Priority | ProfileSector | SingleYearForecastOpt | Ta | UDBasekV | UniformScalePQ | WR | DataStream | FailureRate | MTTR | NoOfLoads | OutageRate | OutageTime | PermFailureRate | ReplaceTime | SpareAvail | SwitchTime
1 | LOAD_苑6主变_823_1536 | 0 | 0 | 0 | 0 | 0 | 0 | 0 | BUS_苑6主变_823_1535 | true | New | 0.400000006 | 600 | Conventional | 80 | 0 | 40 | 0 | 0 | 90 | 0 | 0 | 0 | 0 | 0 | 20 | 0.200000003 | 150 | 50 | 2.38000011 | 50 | 20 | Continuous | 0 | 0 | 2045/1/1 | 0 | 0 | 0 | 0 | 0 | 0 | 3 |  | 0 | 0 | 0 | 1 | 0 | EP8AAAIAAAD//v8A//7/AP/+/wD//v8A//7/AAAAAAAAAAAA | 0 | 50 | 1 | 0.150000006 | 50 | 0.019999999552965199 | 10 | 0 | 50
2 | LOAD_南京市翠屏山小学_936 | 0 | 0 | 0 | 0 | 0 | 0 | 0 | BUS_CNODE_JCT__1342 | true | New | 10 | 650 | Conventional | 80 | 0 | 630 | 0 | 0 | 90 | 0 | 0 | 0 | 0 | 0 | 20 | 0.200000003 | 150 | 23.0769234 | 6.67000008 | 23.0769234 | 15.3846149 | Continuous | 0 | 0 | 2045/1/1 | 0 | 0 | 0 | 0 | 0 | 0 | 3 |  | 0 | 0 | 0 | 1 | 0 | EP8AAAIAAAD//v8A//7/AP/+/wD//v8A//7/AAAAAAAAAAAA | 0 | 50 | 1 | 0.150000006 | 50 | 0.019999999552965199 | 10 | 0 | 50
3 | LOAD_苑4主变1变_828_1544 | 0 | 0 | 0 | 0 | 0 | 0 | 0 | BUS_苑4主变1变_828_1543 | true | New | 0.400000006 | 600 | Conventional | 80 | 0 | 40 | 0 | 0 | 90 | 0 | 0 | 0 | 0 | 0 | 20 | 0.200000003 | 150 | 50 | 2.38000011 | 50 | 20 | Continuous | 0 | 0 | 2045/1/1 | 0 | 0 | 0 | 0 | 0 | 0 | 3 |  | 0 | 0 | 0 | 1 | 0 | EP8AAAIAAAD//v8A//7/AP/+/wD//v8A//7/AAAAAAAAAAAA | 0 | 50 | 1 | 0.150000006 | 50 | 0.019999999552965199 | 10 | 0 | 50
4 | LOAD_苑4主变2变_829_1484 | 0 | 0 | 0 | 0 | 0 | 0 | 0 | BUS_苑4主变2变_829_1483 | true | New | 0.400000006 | 600 | Conventional | 80 | 0 | 40 | 0 | 0 | 90 | 0 | 0 | 0 | 0 | 0 | 20 | 0.200000003 | 150 | 50 | 2.38000011 | 50 | 20 | Continuous | 0 | 0 | 2045/1/1 | 0 | 0 | 0 | 0 | 0 | 0 | 3 |  | 0 | 0 | 0 | 1 | 0 | EP8AAAIAAAD//v8A//7/AP/+/wD//v8A//7/AAAAAAAAAAAA | 0 | 50 | 1 | 0.150000006 | 50 | 0.019999999552965199 | 10 | 0 | 50
5 | LOAD_苑#5变1变_824_1538 | 0 | 0 | 0 | 0 | 0 | 0 | 0 | BUS_苑#5变1变_824_1537 | true | New | 0.400000006 | 600 | Conventional | 80 | 0 | 40 | 0 | 0 | 90 | 0 | 0 | 0 | 0 | 0 | 20 | 0.200000003 | 150 | 50 | 2.38000011 | 50 | 20 | Continuous | 0 | 0 | 2045/1/1 | 0 | 0 | 0 | 0 | 0 | 0 | 3 |  | 0 | 0 | 0 | 1 | 0 | EP8AAAIAAAD//v8A//7/AP/+/wD//v8A//7/AAAAAAAAAAAA | 0 | 50 | 1 | 0.150000006 | 50 | 0.019999999552965199 | 10 | 0 | 50
6 | LOAD_苑#5变2变_825_1540 | 0 | 0 | 0 | 0 | 0 | 0 | 0 | BUS_苑#5变2变_825_1539 | true | New | 0.400000006 | 600 | Conventional | 80 | 0 | 40 | 0 | 0 | 90 | 0 | 0 | 0 | 0 | 0 | 20 | 0.200000003 | 150 | 50 | 2.38000011 | 50 | 20 | Continuous | 0 | 0 | 2045/1/1 | 0 | 0 | 0 | 0 | 0 | 0 | 3 |  | 0 | 0 | 0 | 1 | 0 | EP8AAAIAAAD//v8A//7/AP/+/wD//v8A//7/AAAAAAAAAAAA | 0 | 50 | 1 | 0.150000006 | 50 | 0.019999999552965199 | 10 | 0 | 50
7 | LOAD_苑3主变1变_826_1542 | 0 | 0 | 0 | 0 | 0 | 0 | 0 | BUS_苑3主变1变_826_1541 | true | New | 0.400000006 | 600 | Conventional | 80 | 0 | 40 | 0 | 0 | 90 | 0 | 0 | 0 | 0 | 0 | 20 | 0.200000003 | 150 | 50 | 2.38000011 | 50 | 20 | Continuous | 0 | 0 | 2045/1/1 | 0 | 0 | 0 | 0 | 0 | 0 | 3 |  | 0 | 0 | 0 | 1 | 0 | EP8AAAIAAAD//v8A//7/AP/+/wD//v8A//7/AAAAAAAAAAAA | 0 | 50 | 1 | 0.150000006 | 50 | 0.019999999552965199 | 10 | 0 | 50
8 | LOAD_苑3主变2变_827_1490 | 0 | 0 | 0 | 0 | 0 | 0 | 0 | BUS_苑3主变2变_827_1489 | true | New | 0.400000006 | 600 | Conventional | 80 | 0 | 40 | 0 | 0 | 90 | 0 | 0 | 0 | 0 | 0 | 20 | 0.200000003 | 150 | 50 | 2.38000011 | 50 | 20 | Continuous | 0 | 0 | 2045/1/1 | 0 | 0 | 0 | 0 | 0 | 0 | 3 |  | 0 | 0 | 0 | 1 | 0 | EP8AAAIAAAD//v8A//7/AP/+/wD//v8A//7/AAAAAAAAAAAA | 0 | 50 | 1 | 0.150000006 | 50 | 0.019999999552965199 | 10 | 0 | 50
9 | LOAD_V爱涛线3号环_83_1552 | 0 | 0 | 0 | 0 | 0 | 0 | 0 | BUS_V爱涛线3号环_83_1551 | true | New | 0.400000006 | 600 | Conventional | 80 | 0 | 40 | 0 | 0 | 90 | 0 | 0 | 0 | 0 | 0 | 20 | 0.200000003 | 150 | 50 | 2.38000011 | 50 | 20 | Continuous | 0 | 0 | 2045/1/1 | 0 | 0 | 0 | 0 | 0 | 0 | 3 |  | 0 | 0 | 0 | 1 | 0 | EP8AAAIAAAD//v8A//7/AP/+/wD//v8A//7/AAAAAAAAAAAA | 0 | 50 | 1 | 0.150000006 | 50 | 0.019999999552965199 | 10 | 0 | 50
10 | LOAD_苑7主变_822_1534 | 0 | 0 | 0 | 0 | 0 | 0 | 0 | BUS_苑7主变_822_1533 | true | New | 0.400000006 | 600 | Conventional | 80 | 0 | 40 | 0 | 0 | 90 | 0 | 0 | 0 | 0 | 0 | 20 | 0.200000003 | 150 | 50 | 2.38000011 | 50 | 20 | Continuous | 0 | 0 | 2045/1/1 | 0 | 0 | 0 | 0 | 0 | 0 | 3 |  | 0 | 0 | 0 | 1 | 0 | EP8AAAIAAAD//v8A//7/AP/+/wD//v8A//7/AAAAAAAAAAAA | 0 | 50 | 1 | 0.150000006 | 50 | 0.019999999552965199 | 10 | 0 | 50
11 | LOAD_苑8主变2变_821_1532 | 0 | 0 | 0 | 0 | 0 | 0 | 0 | BUS_苑8主变2变_821_1531 | true | New | 0.400000006 | 600 | Conventional | 80 | 0 | 40 | 0 | 0 | 90 | 0 | 0 | 0 | 0 | 0 | 20 | 0.200000003 | 150 | 50 | 2.38000011 | 50 | 20 | Continuous | 0 | 0 | 2045/1/1 | 0 | 0 | 0 | 0 | 0 | 0 | 3 |  | 0 | 0 | 0 | 1 | 0 | EP8AAAIAAAD//v8A//7/AP/+/wD//v8A//7/AAAAAAAAAAAA | 0 | 50 | 1 | 0.150000006 | 50 | 0.019999999552965199 | 10 | 0 | 50
12 | LOAD_苑8主变1变_820_1530 | 0 | 0 | 0 | 0 | 0 | 0 | 0 | BUS_苑8主变1变_820_1529 | true | New | 0.400000006 | 600 | Conventional | 80 | 0 | 40 | 0 | 0 | 90 | 0 | 0 | 0 | 0 | 0 | 20 | 0.200000003 | 150 | 50 | 2.38000011 | 50 | 20 | Continuous | 0 | 0 | 2045/1/1 | 0 | 0 | 0 | 0 | 0 | 0 | 3 |  | 0 | 0 | 0 | 1 | 0 | EP8AAAIAAAD//v8A//7/AP/+/wD//v8A//7/AAAAAAAAAAAA | 0 | 50 | 1 | 0.150000006 | 50 | 0.019999999552965199 | 10 | 0 | 50
13 | LOAD_苑菜场配电所_804_1482 | 0 | 0 | 0 | 0 | 0 | 0 | 0 | BUS_苑菜场配电所_804_1481 | true | New | 0.400000006 | 600 | Conventional | 80 | 0 | 40 | 0 | 0 | 90 | 0 | 0 | 0 | 0 | 0 | 20 | 0.200000003 | 150 | 50 | 2.38000011 | 50 | 20 | Continuous | 0 | 0 | 2045/1/1 | 0 | 0 | 0 | 0 | 0 | 0 | 3 |  | 0 | 0 | 0 | 1 | 0 | EP8AAAIAAAD//v8A//7/AP/+/wD//v8A//7/AAAAAAAAAAAA | 0 | 50 | 1 | 0.150000006 | 50 | 0.019999999552965199 | 10 | 0 | 50
14 | LOAD_南京江城房地产开发有_935 | 0 | 0 | 0 | 0 | 0 | 0 | 0 | BUS_CNODE_JCT__1320 | true | New | 10 | 650 | Conventional | 80 | 0 | 500 | 0 | 0 | 90 | 0 | 0 | 0 | 0 | 0 | 20 | 0.200000003 | 150 | 23.0769234 | 6.67000008 | 23.0769234 | 15.3846149 | Continuous | 0 | 0 | 2045/1/1 | 0 | 0 | 0 | 0 | 0 | 0 | 3 |  | 0 | 0 | 0 | 1 | 0 | EP8AAAIAAAD//v8A//7/AP/+/wD//v8A//7/AAAAAAAAAAAA | 0 | 50 | 1 | 0.150000006 | 50 | 0.019999999552965199 | 10 | 0 | 50
15 | LOAD_苑#17变1变_80_1508 | 0 | 0 | 0 | 0 | 0 | 0 | 0 | BUS_苑#17变1变_80_1507 | true | New | 0.400000006 | 600 | Conventional | 80 | 0 | 40 | 0 | 0 | 90 | 0 | 0 | 0 | 0 | 0 | 20 | 0.200000003 | 150 | 50 | 2.38000011 | 50 | 20 | Continuous | 0 | 0 | 2045/1/1 | 0 | 0 | 0 | 0 | 0 | 0 | 3 |  | 0 | 0 | 0 | 1 | 0 | EP8AAAIAAAD//v8A//7/AP/+/wD//v8A//7/AAAAAAAAAAAA | 0 | 50 | 1 | 0.150000006 | 50 | 0.019999999552965199 | 10 | 0 | 50
16 | LOAD_苑#17变2变_81_1510 | 0 | 0 | 0 | 0 | 0 | 0 | 0 | BUS_苑#17变2变_81_1509 | true | New | 0.400000006 | 600 | Conventional | 80 | 0 | 40 | 0 | 0 | 90 | 0 | 0 | 0 | 0 | 0 | 20 | 0.200000003 | 150 | 50 | 2.38000011 | 50 | 20 | Continuous | 0 | 0 | 2045/1/1 | 0 | 0 | 0 | 0 | 0 | 0 | 3 |  | 0 | 0 | 0 | 1 | 0 | EP8AAAIAAAD//v8A//7/AP/+/wD//v8A//7/AAAAAAAAAAAA | 0 | 50 | 1 | 0.150000006 | 50 | 0.019999999552965199 | 10 | 0 | 50
17 | LOAD_苑#16变2变_80_1502 | 0 | 0 | 0 | 0 | 0 | 0 | 0 | BUS_苑#16变2变_80_1501 | true | New | 0.400000006 | 600 | Conventional | 80 | 0 | 40 | 0 | 0 | 90 | 0 | 0 | 0 | 0 | 0 | 20 | 0.200000003 | 150 | 50 | 2.38000011 | 50 | 20 | Continuous | 0 | 0 | 2045/1/1 | 0 | 0 | 0 | 0 | 0 | 0 | 3 |  | 0 | 0 | 0 | 1 | 0 | EP8AAAIAAAD//v8A//7/AP/+/wD//v8A//7/AAAAAAAAAAAA | 0 | 50 | 1 | 0.150000006 | 50 | 0.019999999552965199 | 10 | 0 | 50
18 | LOAD_苑10主变1变_80_1506 | 0 | 0 | 0 | 0 | 0 | 0 | 0 | BUS_苑10主变1变_80_1505 | true | New | 0.400000006 | 600 | Conventional | 80 | 0 | 40 | 0 | 0 | 90 | 0 | 0 | 0 | 0 | 0 | 20 | 0.200000003 | 150 | 50 | 2.38000011 | 50 | 20 | Continuous | 0 | 0 | 2045/1/1 | 0 | 0 | 0 | 0 | 0 | 0 | 3 |  | 0 | 0 | 0 | 1 | 0 | EP8AAAIAAAD//v8A//7/AP/+/wD//v8A//7/AAAAAAAAAAAA | 0 | 50 | 1 | 0.150000006 | 50 | 0.019999999552965199 | 10 | 0 | 50
19 | LOAD_苑10主变2变_80_1504 | 0 | 0 | 0 | 0 | 0 | 0 | 0 | BUS_苑10主变2变_80_1503 | true | New | 0.400000006 | 600 | Conventional | 80 | 0 | 40 | 0 | 0 | 90 | 0 | 0 | 0 | 0 | 0 | 20 | 0.200000003 | 150 | 50 | 2.38000011 | 50 | 20 | Continuous | 0 | 0 | 2045/1/1 | 0 | 0 | 0 | 0 | 0 | 0 | 3 |  | 0 | 0 | 0 | 1 | 0 | EP8AAAIAAAD//v8A//7/AP/+/wD//v8A//7/AAAAAAAAAAAA | 0 | 50 | 1 | 0.150000006 | 50 | 0.019999999552965199 | 10 | 0 | 50
20 | LOAD_苑9主变1变_830_1546 | 0 | 0 | 0 | 0 | 0 | 0 | 0 | BUS_苑9主变1变_830_1545 | true | New | 0.400000006 | 600 | Conventional | 80 | 0 | 40 | 0 | 0 | 90 | 0 | 0 | 0 | 0 | 0 | 20 | 0.200000003 | 150 | 50 | 2.38000011 | 50 | 20 | Continuous | 0 | 0 | 2045/1/1 | 0 | 0 | 0 | 0 | 0 | 0 | 3 |  | 0 | 0 | 0 | 1 | 0 | EP8AAAIAAAD//v8A//7/AP/+/wD//v8A//7/AAAAAAAAAAAA | 0 | 50 | 1 | 0.150000006 | 50 | 0.019999999552965199 | 10 | 0 | 50
21 | LOAD_苑9主变2变_831_1548 | 0 | 0 | 0 | 0 | 0 | 0 | 0 | BUS_苑9主变2变_831_1547 | true | New | 0.400000006 | 600 | Conventional | 80 | 0 | 40 | 0 | 0 | 90 | 0 | 0 | 0 | 0 | 0 | 20 | 0.200000003 | 150 | 50 | 2.38000011 | 50 | 20 | Continuous | 0 | 0 | 2045/1/1 | 0 | 0 | 0 | 0 | 0 | 0 | 3 |  | 0 | 0 | 0 | 1 | 0 | EP8AAAIAAAD//v8A//7/AP/+/wD//v8A//7/AAAAAAAAAAAA | 0 | 50 | 1 | 0.150000006 | 50 | 0.019999999552965199 | 10 | 0 | 50
22 | LOAD_小区#2箱变_812_1514 | 0 | 0 | 0 | 0 | 0 | 0 | 0 | BUS_小区#2箱变_812_1513 | true | New | 0.400000006 | 600 | Conventional | 80 | 0 | 40 | 0 | 0 | 90 | 0 | 0 | 0 | 0 | 0 | 20 | 0.200000003 | 150 | 50 | 2.38000011 | 50 | 20 | Continuous | 0 | 0 | 2045/1/1 | 0 | 0 | 0 | 0 | 0 | 0 | 3 |  | 0 | 0 | 0 | 1 | 0 | EP8AAAIAAAD//v8A//7/AP/+/wD//v8A//7/AAAAAAAAAAAA | 0 | 50 | 1 | 0.150000006 | 50 | 0.019999999552965199 | 10 | 0 | 50
23 | LOAD_小区#1箱变_813_1516 | 0 | 0 | 0 | 0 | 0 | 0 | 0 | BUS_小区#1箱变_813_1515 | true | New | 0.400000006 | 600 | Conventional | 80 | 0 | 40 | 0 | 0 | 90 | 0 | 0 | 0 | 0 | 0 | 20 | 0.200000003 | 150 | 50 | 2.38000011 | 50 | 20 | Continuous | 0 | 0 | 2045/1/1 | 0 | 0 | 0 | 0 | 0 | 0 | 3 |  | 0 | 0 | 0 | 1 | 0 | EP8AAAIAAAD//v8A//7/AP/+/wD//v8A//7/AAAAAAAAAAAA | 0 | 50 | 1 | 0.150000006 | 50 | 0.019999999552965199 | 10 | 0 | 50
24 | LOAD_南京原野制衣有限公司_939 | 0 | 0 | 0 | 0 | 0 | 0 | 0 | BUS_CNODE_JCT__1301 | true | New | 10 | 650 | Conventional | 80 | 0 | 100 | 0 | 0 | 90 | 0 | 0 | 0 | 0 | 0 | 20 | 0.200000003 | 150 | 23.0769234 | 6.67000008 | 23.0769234 | 15.3846149 | Continuous | 0 | 0 | 2045/1/1 | 0 | 0 | 0 | 0 | 0 | 0 | 3 |  | 0 | 0 | 0 | 1 | 0 | EP8AAAIAAAD//v8A//7/AP/+/wD//v8A//7/AAAAAAAAAAAA | 0 | 50 | 1 | 0.150000006 | 50 | 0.019999999552965199 | 10 | 0 | 50
25 | LOAD_V爱涛线1号环_79_1492 | 0 | 0 | 0 | 0 | 0 | 0 | 0 | BUS_V爱涛线1号环_79_1491 | true | New | 0.400000006 | 600 | Conventional | 80 | 0 | 40 | 0 | 0 | 90 | 0 | 0 | 0 | 0 | 0 | 20 | 0.200000003 | 150 | 50 | 2.38000011 | 50 | 20 | Continuous | 0 | 0 | 2045/1/1 | 0 | 0 | 0 | 0 | 0 | 0 | 3 |  | 0 | 0 | 0 | 1 | 0 | EP8AAAIAAAD//v8A//7/AP/+/wD//v8A//7/AAAAAAAAAAAA | 0 | 50 | 1 | 0.150000006 | 50 | 0.019999999552965199 | 10 | 0 | 50
26 | LOAD_南京江宁经济技术开发_938 | 0 | 0 | 0 | 0 | 0 | 0 | 0 | BUS_CNODE_JCT__1327 | true | New | 10 | 650 | Conventional | 80 | 0 | 630 | 0 | 0 | 90 | 0 | 0 | 0 | 0 | 0 | 20 | 0.200000003 | 150 | 23.0769234 | 6.67000008 | 23.0769234 | 15.3846149 | Continuous | 0 | 0 | 2045/1/1 | 0 | 0 | 0 | 0 | 0 | 0 | 3 |  | 0 | 0 | 0 | 1 | 0 | EP8AAAIAAAD//v8A//7/AP/+/wD//v8A//7/AAAAAAAAAAAA | 0 | 50 | 1 | 0.150000006 | 50 | 0.019999999552965199 | 10 | 0 | 50
27 | LOAD_南京市江宁医院_948 | 0 | 0 | 0 | 0 | 0 | 0 | 0 | BUS_CNODE_JCT__1325 | true | New | 10 | 650 | Conventional | 80 | 0 | 630 | 0 | 0 | 90 | 0 | 0 | 0 | 0 | 0 | 20 | 0.200000003 | 150 | 23.0769234 | 6.67000008 | 23.0769234 | 15.3846149 | Continuous | 0 | 0 | 2045/1/1 | 0 | 0 | 0 | 0 | 0 | 0 | 3 |  | 0 | 0 | 0 | 1 | 0 | EP8AAAIAAAD//v8A//7/AP/+/wD//v8A//7/AAAAAAAAAAAA | 0 | 50 | 1 | 0.150000006 | 50 | 0.019999999552965199 | 10 | 0 | 50
28 | LOAD_南京市江宁区路灯管理_937 | 0 | 0 | 0 | 0 | 0 | 0 | 0 | BUS_CNODE_JCT__1356 | true | New | 10 | 650 | Conventional | 80 | 0 | 160 | 0 | 0 | 90 | 0 | 0 | 0 | 0 | 0 | 20 | 0.200000003 | 150 | 23.0769234 | 6.67000008 | 23.0769234 | 15.3846149 | Continuous | 0 | 0 | 2045/1/1 | 0 | 0 | 0 | 0 | 0 | 0 | 3 |  | 0 | 0 | 0 | 1 | 0 | EP8AAAIAAAD//v8A//7/AP/+/wD//v8A//7/AAAAAAAAAAAA | 0 | 50 | 1 | 0.150000006 | 50 | 0.019999999552965199 | 10 | 0 | 50
29 | LOAD_【高联互备】南京市工_944 | 0 | 0 | 0 | 0 | 0 | 0 | 0 | BUS_CNODE_JCT__1323 | true | New | 10 | 650 | Conventional | 80 | 0 | 1260 | 0 | 0 | 90 | 0 | 0 | 0 | 0 | 0 | 20 | 0.200000003 | 150 | 23.0769234 | 6.67000008 | 23.0769234 | 15.3846149 | Continuous | 0 | 0 | 2045/1/1 | 0 | 0 | 0 | 0 | 0 | 0 | 3 |  | 0 | 0 | 0 | 1 | 0 | EP8AAAIAAAD//v8A//7/AP/+/wD//v8A//7/AAAAAAAAAAAA | 0 | 50 | 1 | 0.150000006 | 50 | 0.019999999552965199 | 10 | 0 | 50
30 | LOAD_V爱涛线4号环_79_1494 | 0 | 0 | 0 | 0 | 0 | 0 | 0 | BUS_V爱涛线4号环_79_1493 | true | New | 0.400000006 | 600 | Conventional | 80 | 0 | 40 | 0 | 0 | 90 | 0 | 0 | 0 | 0 | 0 | 20 | 0.200000003 | 150 | 50 | 2.38000011 | 50 | 20 | Continuous | 0 | 0 | 2045/1/1 | 0 | 0 | 0 | 0 | 0 | 0 | 3 |  | 0 | 0 | 0 | 1 | 0 | EP8AAAIAAAD//v8A//7/AP/+/wD//v8A//7/AAAAAAAAAAAA | 0 | 50 | 1 | 0.150000006 | 50 | 0.019999999552965199 | 10 | 0 | 50
31 | LOAD_1#箱变_814_1518 | 0 | 0 | 0 | 0 | 0 | 0 | 0 | BUS_1#箱变_814_1517 | true | New | 0.400000006 | 600 | Conventional | 80 | 0 | 40 | 0 | 0 | 90 | 0 | 0 | 0 | 0 | 0 | 20 | 0.200000003 | 150 | 50 | 2.38000011 | 50 | 20 | Continuous | 0 | 0 | 2045/1/1 | 0 | 0 | 0 | 0 | 0 | 0 | 3 |  | 0 | 0 | 0 | 1 | 0 | EP8AAAIAAAD//v8A//7/AP/+/wD//v8A//7/AAAAAAAAAAAA | 0 | 50 | 1 | 0.150000006 | 50 | 0.019999999552965199 | 10 | 0 | 50
32 | LOAD_【低联互备】江苏亚都_943 | 0 | 0 | 0 | 0 | 0 | 0 | 0 | BUS_CNODE_JCT__1306 | true | New | 10 | 650 | Conventional | 80 | 0 | 1000 | 0 | 0 | 90 | 0 | 0 | 0 | 0 | 0 | 20 | 0.200000003 | 150 | 23.0769234 | 6.67000008 | 23.0769234 | 15.3846149 | Continuous | 0 | 0 | 2045/1/1 | 0 | 0 | 0 | 0 | 0 | 0 | 3 |  | 0 | 0 | 0 | 1 | 0 | EP8AAAIAAAD//v8A//7/AP/+/wD//v8A//7/AAAAAAAAAAAA | 0 | 50 | 1 | 0.150000006 | 50 | 0.019999999552965199 | 10 | 0 | 50
33 | LOAD_1#配电所3#_80_1486 | 0 | 0 | 0 | 0 | 0 | 0 | 0 | BUS_1#配电所3#_80_1485 | true | New | 0.400000006 | 600 | Conventional | 80 | 0 | 40 | 0 | 0 | 90 | 0 | 0 | 0 | 0 | 0 | 20 | 0.200000003 | 150 | 50 | 2.38000011 | 50 | 20 | Continuous | 0 | 0 | 2045/1/1 | 0 | 0 | 0 | 0 | 0 | 0 | 3 |  | 0 | 0 | 0 | 1 | 0 | EP8AAAIAAAD//v8A//7/AP/+/wD//v8A//7/AAAAAAAAAAAA | 0 | 50 | 1 | 0.150000006 | 50 | 0.019999999552965199 | 10 | 0 | 50
34 | LOAD_1#配电所1#_80_1488 | 0 | 0 | 0 | 0 | 0 | 0 | 0 | BUS_1#配电所1#_80_1487 | true | New | 0.400000006 | 600 | Conventional | 80 | 0 | 40 | 0 | 0 | 90 | 0 | 0 | 0 | 0 | 0 | 20 | 0.200000003 | 150 | 50 | 2.38000011 | 50 | 20 | Continuous | 0 | 0 | 2045/1/1 | 0 | 0 | 0 | 0 | 0 | 0 | 3 |  | 0 | 0 | 0 | 1 | 0 | EP8AAAIAAAD//v8A//7/AP/+/wD//v8A//7/AAAAAAAAAAAA | 0 | 50 | 1 | 0.150000006 | 50 | 0.019999999552965199 | 10 | 0 | 50
35 | LOAD_【低联互备】江苏亚都_946 | 0 | 0 | 0 | 0 | 0 | 0 | 0 | BUS_CNODE_JCT__1464 | true | New | 10 | 650 | Conventional | 80 | 0 | 1600 | 0 | 0 | 90 | 0 | 0 | 0 | 0 | 0 | 20 | 0.200000003 | 150 | 23.0769234 | 6.67000008 | 23.0769234 | 15.3846149 | Continuous | 0 | 0 | 2045/1/1 | 0 | 0 | 0 | 0 | 0 | 0 | 3 |  | 0 | 0 | 0 | 1 | 0 | EP8AAAIAAAD//v8A//7/AP/+/wD//v8A//7/AAAAAAAAAAAA | 0 | 50 | 1 | 0.150000006 | 50 | 0.019999999552965199 | 10 | 0 | 50
36 | LOAD_元居#4箱变_815_1520 | 0 | 0 | 0 | 0 | 0 | 0 | 0 | BUS_元居#4箱变_815_1519 | true | New | 0.400000006 | 600 | Conventional | 80 | 0 | 40 | 0 | 0 | 90 | 0 | 0 | 0 | 0 | 0 | 20 | 0.200000003 | 150 | 50 | 2.38000011 | 50 | 20 | Continuous | 0 | 0 | 2045/1/1 | 0 | 0 | 0 | 0 | 0 | 0 | 3 |  | 0 | 0 | 0 | 1 | 0 | EP8AAAIAAAD//v8A//7/AP/+/wD//v8A//7/AAAAAAAAAAAA | 0 | 50 | 1 | 0.150000006 | 50 | 0.019999999552965199 | 10 | 0 | 50
37 | LOAD_元居#3箱变_816_1522 | 0 | 0 | 0 | 0 | 0 | 0 | 0 | BUS_元居#3箱变_816_1521 | true | New | 0.400000006 | 600 | Conventional | 80 | 0 | 40 | 0 | 0 | 90 | 0 | 0 | 0 | 0 | 0 | 20 | 0.200000003 | 150 | 50 | 2.38000011 | 50 | 20 | Continuous | 0 | 0 | 2045/1/1 | 0 | 0 | 0 | 0 | 0 | 0 | 3 |  | 0 | 0 | 0 | 1 | 0 | EP8AAAIAAAD//v8A//7/AP/+/wD//v8A//7/AAAAAAAAAAAA | 0 | 50 | 1 | 0.150000006 | 50 | 0.019999999552965199 | 10 | 0 | 50
38 | LOAD_南京能瑞新能源汽车充_945 | 0 | 0 | 0 | 0 | 0 | 0 | 0 | BUS_CNODE_JCT__1463 | true | New | 10 | 650 | Conventional | 80 | 0 | 1260 | 0 | 0 | 90 | 0 | 0 | 0 | 0 | 0 | 20 | 0.200000003 | 150 | 23.0769234 | 6.67000008 | 23.0769234 | 15.3846149 | Continuous | 0 | 0 | 2045/1/1 | 0 | 0 | 0 | 0 | 0 | 0 | 3 |  | 0 | 0 | 0 | 1 | 0 | EP8AAAIAAAD//v8A//7/AP/+/wD//v8A//7/AAAAAAAAAAAA | 0 | 50 | 1 | 0.150000006 | 50 | 0.019999999552965199 | 10 | 0 | 50
39 | LOAD_开发总公司路灯变_947 | 0 | 0 | 0 | 0 | 0 | 0 | 0 | BUS_CNODE_JCT__1473 | true | New | 10 | 650 | Conventional | 80 | 0 | 315 | 0 | 0 | 90 | 0 | 0 | 0 | 0 | 0 | 20 | 0.200000003 | 150 | 23.0769234 | 6.67000008 | 23.0769234 | 15.3846149 | Continuous | 0 | 0 | 2045/1/1 | 0 | 0 | 0 | 0 | 0 | 0 | 3 |  | 0 | 0 | 0 | 1 | 0 | EP8AAAIAAAD//v8A//7/AP/+/wD//v8A//7/AAAAAAAAAAAA | 0 | 50 | 1 | 0.150000006 | 50 | 0.019999999552965199 | 10 | 0 | 50
40 | LOAD_V苏源4号线2_83_1550 | 0 | 0 | 0 | 0 | 0 | 0 | 0 | BUS_V苏源4号线2_83_1549 | true | New | 0.400000006 | 600 | Conventional | 80 | 0 | 40 | 0 | 0 | 90 | 0 | 0 | 0 | 0 | 0 | 20 | 0.200000003 | 150 | 50 | 2.38000011 | 50 | 20 | Continuous | 0 | 0 | 2045/1/1 | 0 | 0 | 0 | 0 | 0 | 0 | 3 |  | 0 | 0 | 0 | 1 | 0 | EP8AAAIAAAD//v8A//7/AP/+/wD//v8A//7/AAAAAAAAAAAA | 0 | 50 | 1 | 0.150000006 | 50 | 0.019999999552965199 | 10 | 0 | 50
41 | LOAD_南京江宁经济技术开发_941 | 0 | 0 | 0 | 0 | 0 | 0 | 0 | BUS_CNODE_JCT__1291 | true | New | 10 | 650 | Conventional | 80 | 0 | 400 | 0 | 0 | 90 | 0 | 0 | 0 | 0 | 0 | 20 | 0.200000003 | 150 | 23.0769234 | 6.67000008 | 23.0769234 | 15.3846149 | Continuous | 0 | 0 | 2045/1/1 | 0 | 0 | 0 | 0 | 0 | 0 | 3 |  | 0 | 0 | 0 | 1 | 0 | EP8AAAIAAAD//v8A//7/AP/+/wD//v8A//7/AAAAAAAAAAAA | 0 | 50 | 1 | 0.150000006 | 50 | 0.019999999552965199 | 10 | 0 | 50
42 | LOAD_区2变_817_1524 | 0 | 0 | 0 | 0 | 0 | 0 | 0 | BUS_区2变_817_1523 | true | New | 0.400000006 | 600 | Conventional | 80 | 0 | 40 | 0 | 0 | 90 | 0 | 0 | 0 | 0 | 0 | 20 | 0.200000003 | 150 | 50 | 2.38000011 | 50 | 20 | Continuous | 0 | 0 | 2045/1/1 | 0 | 0 | 0 | 0 | 0 | 0 | 3 |  | 0 | 0 | 0 | 1 | 0 | EP8AAAIAAAD//v8A//7/AP/+/wD//v8A//7/AAAAAAAAAAAA | 0 | 50 | 1 | 0.150000006 | 50 | 0.019999999552965199 | 10 | 0 | 50
43 | LOAD_区1变_811_1512 | 0 | 0 | 0 | 0 | 0 | 0 | 0 | BUS_区1变_811_1511 | true | New | 0.400000006 | 600 | Conventional | 80 | 0 | 40 | 0 | 0 | 90 | 0 | 0 | 0 | 0 | 0 | 20 | 0.200000003 | 150 | 50 | 2.38000011 | 50 | 20 | Continuous | 0 | 0 | 2045/1/1 | 0 | 0 | 0 | 0 | 0 | 0 | 3 |  | 0 | 0 | 0 | 1 | 0 | EP8AAAIAAAD//v8A//7/AP/+/wD//v8A//7/AAAAAAAAAAAA | 0 | 50 | 1 | 0.150000006 | 50 | 0.019999999552965199 | 10 | 0 | 50
44 | LOAD_南京市国土资源局江宁_942 | 0 | 0 | 0 | 0 | 0 | 0 | 0 | BUS_CNODE_JCT__1299 | true | New | 10 | 650 | Conventional | 80 | 0 | 250 | 0 | 0 | 90 | 0 | 0 | 0 | 0 | 0 | 20 | 0.200000003 | 150 | 23.0769234 | 6.67000008 | 23.0769234 | 15.3846149 | Continuous | 0 | 0 | 2045/1/1 | 0 | 0 | 0 | 0 | 0 | 0 | 3 |  | 0 | 0 | 0 | 1 | 0 | EP8AAAIAAAD//v8A//7/AP/+/wD//v8A//7/AAAAAAAAAAAA | 0 | 50 | 1 | 0.150000006 | 50 | 0.019999999552965199 | 10 | 0 | 50
45 | LOAD_#2变_819_1528 | 0 | 0 | 0 | 0 | 0 | 0 | 0 | BUS_#2变_819_1527 | true | New | 0.400000006 | 600 | Conventional | 80 | 0 | 40 | 0 | 0 | 90 | 0 | 0 | 0 | 0 | 0 | 20 | 0.200000003 | 150 | 50 | 2.38000011 | 50 | 20 | Continuous | 0 | 0 | 2045/1/1 | 0 | 0 | 0 | 0 | 0 | 0 | 3 |  | 0 | 0 | 0 | 1 | 0 | EP8AAAIAAAD//v8A//7/AP/+/wD//v8A//7/AAAAAAAAAAAA | 0 | 50 | 1 | 0.150000006 | 50 | 0.019999999552965199 | 10 | 0 | 50
46 | LOAD_#1变_818_1526 | 0 | 0 | 0 | 0 | 0 | 0 | 0 | BUS_#1变_818_1525 | true | New | 0.400000006 | 600 | Conventional | 80 | 0 | 40 | 0 | 0 | 90 | 0 | 0 | 0 | 0 | 0 | 20 | 0.200000003 | 150 | 50 | 2.38000011 | 50 | 20 | Continuous | 0 | 0 | 2045/1/1 | 0 | 0 | 0 | 0 | 0 | 0 | 3 |  | 0 | 0 | 0 | 1 | 0 | EP8AAAIAAAD//v8A//7/AP/+/wD//v8A//7/AAAAAAAAAAAA | 0 | 50 | 1 | 0.150000006 | 50 | 0.019999999552965199 | 10 | 0 | 50
47 | LOAD_南京隐龙山农工商联合_934 | 0 | 0 | 0 | 0 | 0 | 0 | 0 | BUS_CNODE_JCT__1303 | true | New | 10 | 650 | Conventional | 80 | 0 | 160 | 0 | 0 | 90 | 0 | 0 | 0 | 0 | 0 | 20 | 0.200000003 | 150 | 23.0769234 | 6.67000008 | 23.0769234 | 15.3846149 | Continuous | 0 | 0 | 2045/1/1 | 0 | 0 | 0 | 0 | 0 | 0 | 3 |  | 0 | 0 | 0 | 1 | 0 | EP8AAAIAAAD//v8A//7/AP/+/wD//v8A//7/AAAAAAAAAAAA | 0 | 50 | 1 | 0.150000006 | 50 | 0.019999999552965199 | 10 | 0 | 50
48 | LOAD_1#配电所2#_80_1496 | 0 | 0 | 0 | 0 | 0 | 0 | 0 | BUS_1#配电所2#_80_1495 | true | New | 0.400000006 | 600 | Conventional | 80 | 0 | 40 | 0 | 0 | 90 | 0 | 0 | 0 | 0 | 0 | 20 | 0.200000003 | 150 | 50 | 2.38000011 | 50 | 20 | Continuous | 0 | 0 | 2045/1/1 | 0 | 0 | 0 | 0 | 0 | 0 | 3 |  | 0 | 0 | 0 | 1 | 0 | EP8AAAIAAAD//v8A//7/AP/+/wD//v8A//7/AAAAAAAAAAAA | 0 | 50 | 1 | 0.150000006 | 50 | 0.019999999552965199 | 10 | 0 | 50
49 | LOAD_1#配电所4#_80_1498 | 0 | 0 | 0 | 0 | 0 | 0 | 0 | BUS_1#配电所4#_80_1497 | true | New | 0.400000006 | 600 | Conventional | 80 | 0 | 40 | 0 | 0 | 90 | 0 | 0 | 0 | 0 | 0 | 20 | 0.200000003 | 150 | 50 | 2.38000011 | 50 | 20 | Continuous | 0 | 0 | 2045/1/1 | 0 | 0 | 0 | 0 | 0 | 0 | 3 |  | 0 | 0 | 0 | 1 | 0 | EP8AAAIAAAD//v8A//7/AP/+/wD//v8A//7/AAAAAAAAAAAA | 0 | 50 | 1 | 0.150000006 | 50 | 0.019999999552965199 | 10 | 0 | 50
50 | LOAD_苑#16变1变_80_1500 | 0 | 0 | 0 | 0 | 0 | 0 | 0 |  | true | New | 0.400000006 | 600 | Conventional | 80 | 0 | 40 | 0 | 0 | 90 | 0 | 0 | 0 | 0 | 0 | 20 | 0.200000003 | 150 | 50 | 2.38000011 | 50 | 20 | Continuous | 0 | 0 | 2045/1/1 | 0 | 0 | 0 | 0 | 0 | 0 | 3 |  | 0 | 0 | 0 | 1 | 0 | EP8AAAIAAAD//v8A//7/AP/+/wD//v8A//7/AAAAAAAAAAAA | 0 | 50 | 1 | 0.150000006 | 50 | 0.019999999552965199 | 10 | 0 | 50
51 | LOAD_南京寒锐钴业股份有限_940 | 0 | 0 | 0 | 0 | 0 | 0 | 0 |  | true | New | 10 | 650 | Conventional | 80 | 0 | 100 | 0 | 0 | 90 | 0 | 0 | 0 | 0 | 0 | 20 | 0.200000003 | 150 | 23.0769234 | 6.67000008 | 23.0769234 | 15.3846149 | Continuous | 0 | 0 | 2045/1/1 | 0 | 0 | 0 | 0 | 0 | 0 | 3 |  | 0 | 0 | 0 | 1 | 0 | EP8AAAIAAAD//v8A//7/AP/+/wD//v8A//7/AAAAAAAAAAAA | 0 | 50 | 1 | 0.150000006 | 50 | 0.019999999552965199 | 10 | 0 | 50

## capacitor
Index | ID | OpMW | OpMvar | InService | InServiceState | InterDF | Phase | PhaseConnection | PdeStatus | CurrentLowerBand | CurrentSwitchInValue | CurrentSwitchOutValue | CurrentUpperBand | StepsPerBank | TimeDelayType | VoltageCtrlUnit | VoltageLowerBand | VoltageSwitchInValue | VoltageSwitchOutValue | VoltageUpperBand | FailureRate | MTTR | OutageRate | OutageTime | PermFailureRate | ReplaceTime | SpareAvail | SwitchTime | UnitLength

## mgset
Index | ID | KV | MVA | X1 | Xdu | Xq | XqP | XqPP | Xqu | FailureRate | MTTR | NoOfLoads | OutageRate | OutageTime | PermFailureRate | ReplaceTime | SpareAvail | SwitchTime | UnitLength

## hvcb
Index | ID | FromElement | ToElement | FailureRate | MTTR | OutageRate | OutageTime | PermFailureRate | PdeStatus | ReplaceTime | SpareAvail | SwitchTime
1 | HVCB_至10kV南航线南超_494 | BUS_航线#4环网柜（自）_200 |  | 0.0044999999999999997 | 50 | 0.5 | 150 | 0.0030000000000000001 | Closed | 10 | 0 | 50
2 | HVCB_至10kV南投线10_495 |  | BUS_航线#4环网柜（自）_200 | 0.0044999999999999997 | 50 | 0.5 | 150 | 0.0030000000000000001 | Open | 10 | 0 | 50
3 | HVCB_至远东公司变_1_496 |  | BUS_航线#4环网柜（自）_200 | 0.0044999999999999997 | 50 | 0.5 | 150 | 0.0030000000000000001 | Closed | 10 | 0 | 50
4 | HVCB_爱涛线#42#杆_1_497 | BUS_CNODE_JCT__1315 | BUS_航线#4环网柜（自）_200 | 0.0044999999999999997 | 50 | 0.5 | 150 | 0.0030000000000000001 | Open | 10 | 0 | 50
5 | HVCB_凤涛（自）_490 |  | BUS_CNODE_JCT__1418 | 0.0044999999999999997 | 50 | 0.5 | 150 | 0.0030000000000000001 | Open | 10 | 0 | 50
6 | HVCB_太平花苑#6变进线开_567 | BUS_line1_236 | BUS_CNODE_JCT__1455 | 0.0044999999999999997 | 50 | 0.5 | 150 | 0.0030000000000000001 | Closed | 10 | 0 | 50
7 | HVCB_学苑_491 | BUS_CNODE_JCT__1397 | BUS_CNODE_JCT__1344 | 0.0044999999999999997 | 50 | 0.5 | 150 | 0.0030000000000000001 | Closed | 10 | 0 | 50
8 | HVCB_1013_1_694 | BUS_CNODE_JCT__1345 | BUS_CNODE_JCT__1477 | 0.0044999999999999997 | 50 | 0.5 | 150 | 0.0030000000000000001 | Closed | 10 | 0 | 50
9 | HVCB_由10kV爱涛线36_379 | BUS_涛线3号环网柜（自）_242 | BUS_CNODE_JCT__1477 | 0.0044999999999999997 | 50 | 0.5 | 150 | 0.0030000000000000001 | Closed | 10 | 0 | 50
10 | HVCB_至南京市翠屏山小学_377 | BUS_涛线3号环网柜（自）_242 | BUS_CNODE_JCT__1475 | 0.0044999999999999997 | 50 | 0.5 | 150 | 0.0030000000000000001 | Closed | 10 | 0 | 50
11 | HVCB_1123_1_692 | BUS_CNODE_JCT__1341 | BUS_CNODE_JCT__1475 | 0.0044999999999999997 | 50 | 0.5 | 150 | 0.0030000000000000001 | Closed | 10 | 0 | 50
12 | HVCB_备用_378 | BUS_涛线3号环网柜（自）_242 | BUS_CNODE_JCT__1476 | 0.0044999999999999997 | 50 | 0.5 | 150 | 0.0030000000000000001 | Closed | 10 | 0 | 50
13 | HVCB_1133_1_693 |  | BUS_CNODE_JCT__1476 | 0.0044999999999999997 | 50 | 0.5 | 150 | 0.0030000000000000001 | Closed | 10 | 0 | 50
14 | HVCB_至10kV太平花苑4_380 | BUS_涛线3号环网柜（自）_242 | BUS_CNODE_JCT__1478 | 0.0044999999999999997 | 50 | 0.5 | 150 | 0.0030000000000000001 | Closed | 10 | 0 | 50
15 | HVCB_1113_1_695 | BUS_CNODE_JCT__1343 | BUS_CNODE_JCT__1478 | 0.0044999999999999997 | 50 | 0.5 | 150 | 0.0030000000000000001 | Closed | 10 | 0 | 50
16 | HVCB_太平花苑#4变进线开_571 | BUS_平花苑#4变高压母线_239 | BUS_CNODE_JCT__1459 | 0.0044999999999999997 | 50 | 0.5 | 150 | 0.0030000000000000001 | Closed | 10 | 0 | 50
17 | HVCB_至10kV太平花苑5_381 | BUS_涛线3号环网柜（自）_242 | BUS_CNODE_JCT__1479 | 0.0044999999999999997 | 50 | 0.5 | 150 | 0.0030000000000000001 | Closed | 10 | 0 | 50
18 | HVCB_1143_1_696 | BUS_CNODE_JCT__1354 | BUS_CNODE_JCT__1479 | 0.0044999999999999997 | 50 | 0.5 | 150 | 0.0030000000000000001 | Closed | 10 | 0 | 50
19 | HVCB_太平花苑#5变进线开_568 | BUS_CNODE_JCT__1456 | BUS_平花苑#5变高压母线_237 | 0.0044999999999999997 | 50 | 0.5 | 150 | 0.0030000000000000001 | Closed | 10 | 0 | 50
20 | HVCB_太平花苑#5变进线开_569 | BUS_平花苑#5变高压母线_237 | BUS_CNODE_JCT__1457 | 0.0044999999999999997 | 50 | 0.5 | 150 | 0.0030000000000000001 | Closed | 10 | 0 | 50
21 | HVCB_至10kV太平花苑3_382 | BUS_涛线3号环网柜（自）_242 | BUS_CNODE_JCT__1480 | 0.0044999999999999997 | 50 | 0.5 | 150 | 0.0030000000000000001 | Closed | 10 | 0 | 50
22 | HVCB_1153_1_697 | BUS_CNODE_JCT__1373 | BUS_CNODE_JCT__1480 | 0.0044999999999999997 | 50 | 0.5 | 150 | 0.0030000000000000001 | Closed | 10 | 0 | 50
23 | HVCB_太平花苑#3变进线开_570 | BUS_平花苑#3变高压母线_238 | BUS_CNODE_JCT__1458 | 0.0044999999999999997 | 50 | 0.5 | 150 | 0.0030000000000000001 | Closed | 10 | 0 | 50
24 | HVCB_PT柜_1_575 | BUS_CNODE_JCT__1474 | BUS_涛线3号环网柜（自）_242 | 0.0044999999999999997 | 50 | 0.5 | 150 | 0.0030000000000000001 | Closed | 10 | 0 | 50
25 | HVCB_太平花苑#7变进线开_566 | BUS_苑#7变高压间隔母线_235 | BUS_CNODE_JCT__1454 | 0.0044999999999999997 | 50 | 0.5 | 150 | 0.0030000000000000001 | Closed | 10 | 0 | 50
26 | HVCB_母联_368 | BUS_花苑#8变高压母线1_233 | BUS_花苑#8变高压母线2_234 | 0.0044999999999999997 | 50 | 0.5 | 150 | 0.0030000000000000001 | Closed | 10 | 0 | 50
27 | HVCB_低压总开关_367 | BUS_花苑#8变高压母线2_234 | BUS_CNODE_JCT__1453 | 0.0044999999999999997 | 50 | 0.5 | 150 | 0.0030000000000000001 | Closed | 10 | 0 | 50
28 | HVCB_太平花苑#8变进线开_565 | BUS_花苑#8变高压母线1_233 | BUS_CNODE_JCT__1452 | 0.0044999999999999997 | 50 | 0.5 | 150 | 0.0030000000000000001 | Closed | 10 | 0 | 50
29 | HVCB_平泰_493 | BUS_CNODE_JCT__1400 | BUS_CNODE_JCT__1422 | 0.0044999999999999997 | 50 | 0.5 | 150 | 0.0030000000000000001 | Closed | 10 | 0 | 50
30 | HVCB_太平花苑Ⅱ_483 | BUS_CNODE_JCT__1401 | BUS_CNODE_JCT__1352 | 0.0044999999999999997 | 50 | 0.5 | 150 | 0.0030000000000000001 | Closed | 10 | 0 | 50
31 | HVCB_由10kV爱涛线#2_505 | BUS_CNODE_JCT__1353 | BUS_线太平花苑#1环网柜_202 | 0.0044999999999999997 | 50 | 0.5 | 150 | 0.0030000000000000001 | Closed | 10 | 0 | 50
32 | HVCB_至10kV爱涛线太平_502 | BUS_CNODE_JCT__1349 | BUS_线太平花苑#1环网柜_202 | 0.0044999999999999997 | 50 | 0.5 | 150 | 0.0030000000000000001 | Closed | 10 | 0 | 50
33 | HVCB_由10kV爱涛线太平_501 | BUS_CNODE_JCT__1350 | BUS_线太平花苑#5环网柜_201 | 0.0044999999999999997 | 50 | 0.5 | 150 | 0.0030000000000000001 | Closed | 10 | 0 | 50
34 | HVCB_至太平花苑#17变__498 | BUS_CNODE_JCT__1347 | BUS_线太平花苑#5环网柜_201 | 0.0044999999999999997 | 50 | 0.5 | 150 | 0.0030000000000000001 | Closed | 10 | 0 | 50
35 | HVCB_太平花苑#17变进线_555 | BUS_line1_223 | BUS_CNODE_JCT__1441 | 0.0044999999999999997 | 50 | 0.5 | 150 | 0.0030000000000000001 | Closed | 10 | 0 | 50
36 | HVCB_太平花苑#17变进线_556 | BUS_line1_223 | BUS_CNODE_JCT__1442 | 0.0044999999999999997 | 50 | 0.5 | 150 | 0.0030000000000000001 | Closed | 10 | 0 | 50
37 | HVCB_备用_1_499 |  | BUS_线太平花苑#5环网柜_201 | 0.0044999999999999997 | 50 | 0.5 | 150 | 0.0030000000000000001 | Closed | 10 | 0 | 50
38 | HVCB_至太平花苑#16变__500 | BUS_CNODE_JCT__1348 | BUS_线太平花苑#5环网柜_201 | 0.0044999999999999997 | 50 | 0.5 | 150 | 0.0030000000000000001 | Closed | 10 | 0 | 50
39 | HVCB_太平花苑#16变进线_552 | BUS_花苑#16变高压母线_221 | BUS_CNODE_JCT__1437 | 0.0044999999999999997 | 50 | 0.5 | 150 | 0.0030000000000000001 | Closed | 10 | 0 | 50
40 | HVCB_太平花苑#16变进线_553 | BUS_花苑#16变高压母线_221 | BUS_CNODE_JCT__1438 | 0.0044999999999999997 | 50 | 0.5 | 150 | 0.0030000000000000001 | Closed | 10 | 0 | 50
41 | HVCB_至太平花苑#10变__503 | BUS_CNODE_JCT__1351 | BUS_线太平花苑#1环网柜_202 | 0.0044999999999999997 | 50 | 0.5 | 150 | 0.0030000000000000001 | Closed | 10 | 0 | 50
42 | HVCB_太平花苑#10变#2_363 | BUS_CNODE_JCT__1440 | BUS_line1_222 | 0.0044999999999999997 | 50 | 0.5 | 150 | 0.0030000000000000001 | Closed | 10 | 0 | 50
43 | HVCB_太平花苑#10变#1_554 | BUS_line1_222 | BUS_CNODE_JCT__1439 | 0.0044999999999999997 | 50 | 0.5 | 150 | 0.0030000000000000001 | Closed | 10 | 0 | 50
44 | HVCB_至太平花苑#9变_1_504 | BUS_CNODE_JCT__1346 | BUS_线太平花苑#1环网柜_202 | 0.0044999999999999997 | 50 | 0.5 | 150 | 0.0030000000000000001 | Closed | 10 | 0 | 50
45 | HVCB_太平花苑#9变进线开_369 | BUS_苑#9变高压间隔母线_240 | BUS_CNODE_JCT__1460 | 0.0044999999999999997 | 50 | 0.5 | 150 | 0.0030000000000000001 | Closed | 10 | 0 | 50
46 | HVCB_太平花苑9#变进线开_370 | BUS_苑#9变高压间隔母线_240 | BUS_CNODE_JCT__1461 | 0.0044999999999999997 | 50 | 0.5 | 150 | 0.0030000000000000001 | Closed | 10 | 0 | 50
47 | HVCB_太平小区_484 | BUS_CNODE_JCT__1411 | BUS_CNODE_JCT__1420 | 0.0044999999999999997 | 50 | 0.5 | 150 | 0.0030000000000000001 | Closed | 10 | 0 | 50
48 | HVCB_寒锐_486 | BUS_CNODE_JCT__1387 | BUS_CNODE_JCT__1288 | 0.0044999999999999997 | 50 | 0.5 | 150 | 0.0030000000000000001 | Closed | 10 | 0 | 50
49 | HVCB_腾亚_485 | BUS_CNODE_JCT__1388 | BUS_CNODE_JCT__1287 | 0.0044999999999999997 | 50 | 0.5 | 150 | 0.0030000000000000001 | Closed | 10 | 0 | 50
50 | HVCB_由10kV爱涛线18_355 | BUS_kV爱涛线腾亚环网柜_207 | BUS_CNODE_JCT__1286 | 0.0044999999999999997 | 50 | 0.5 | 150 | 0.0030000000000000001 | Closed | 10 | 0 | 50
51 | HVCB_至10kV西花园线1_356 | BUS_kV爱涛线腾亚环网柜_207 | BUS_CNODE_JCT__1284 | 0.0044999999999999997 | 50 | 0.5 | 150 | 0.0030000000000000001 | Closed | 10 | 0 | 50
52 | HVCB_至10kV爱涛线腾亚_512 | BUS_CNODE_JCT__1283 | BUS_西花园线13号环网柜_206 | 0.0044999999999999997 | 50 | 0.5 | 150 | 0.0030000000000000001 | Open | 10 | 0 | 50
53 | HVCB_备用_1_511 |  | BUS_西花园线13号环网柜_206 | 0.0044999999999999997 | 50 | 0.5 | 150 | 0.0030000000000000001 | Closed | 10 | 0 | 50
54 | HVCB_至10kV西花园线1_513 |  | BUS_西花园线13号环网柜_206 | 0.0044999999999999997 | 50 | 0.5 | 150 | 0.0030000000000000001 | Closed | 10 | 0 | 50
55 | HVCB_由10kV西花园线1_514 |  | BUS_西花园线13号环网柜_206 | 0.0044999999999999997 | 50 | 0.5 | 150 | 0.0030000000000000001 | Closed | 10 | 0 | 50
56 | HVCB_至逸翠居小区2号箱变_357 | BUS_kV爱涛线腾亚环网柜_207 | BUS_CNODE_JCT__1278 | 0.0044999999999999997 | 50 | 0.5 | 150 | 0.0030000000000000001 | Closed | 10 | 0 | 50
57 | HVCB_至爱涛线腾亚环网柜1_558 | BUS_逸翠居小区#2箱变_225 | BUS_CNODE_JCT__1279 | 0.0044999999999999997 | 50 | 0.5 | 150 | 0.0030000000000000001 | Closed | 10 | 0 | 50
58 | HVCB_至#2变_1_364 | BUS_CNODE_JCT__1444 | BUS_逸翠居小区#2箱变_225 | 0.0044999999999999997 | 50 | 0.5 | 150 | 0.0030000000000000001 | Closed | 10 | 0 | 50
59 | HVCB_至逸翠居小区1号箱变_358 | BUS_kV爱涛线腾亚环网柜_207 | BUS_CNODE_JCT__1280 | 0.0044999999999999997 | 50 | 0.5 | 150 | 0.0030000000000000001 | Closed | 10 | 0 | 50
60 | HVCB_至爱涛线腾亚环网柜1_365 | BUS_逸翠居小区#1箱变_226 | BUS_CNODE_JCT__1281 | 0.0044999999999999997 | 50 | 0.5 | 150 | 0.0030000000000000001 | Closed | 10 | 0 | 50
61 | HVCB_至#1变_1_366 | BUS_CNODE_JCT__1445 | BUS_逸翠居小区#1箱变_226 | 0.0044999999999999997 | 50 | 0.5 | 150 | 0.0030000000000000001 | Closed | 10 | 0 | 50
62 | HVCB_管理局_492 | BUS_CNODE_JCT__1390 | BUS_CNODE_JCT__1328 | 0.0044999999999999997 | 50 | 0.5 | 150 | 0.0030000000000000001 | Closed | 10 | 0 | 50
63 | HVCB_由10kV爱涛线16_350 | BUS_CNODE_JCT__1425 | BUS_CNODE_JCT__1329 | 0.0044999999999999997 | 50 | 0.5 | 150 | 0.0030000000000000001 | Closed | 10 | 0 | 50
64 | HVCB_1013_1_677 | BUS_CNODE_JCT__1425 | BUS_号环网柜（自）（气）_205 | 0.0044999999999999997 | 50 | 0.5 | 150 | 0.0030000000000000001 | Closed | 10 | 0 | 50
65 | HVCB_PT柜_1_510 | BUS_CNODE_JCT__1430 | BUS_号环网柜（自）（气）_205 | 0.0044999999999999997 | 50 | 0.5 | 150 | 0.0030000000000000001 | Closed | 10 | 0 | 50
66 | HVCB_1113_1_676 | BUS_CNODE_JCT__1424 | BUS_号环网柜（自）（气）_205 | 0.0044999999999999997 | 50 | 0.5 | 150 | 0.0030000000000000001 | Closed | 10 | 0 | 50
67 | HVCB_至南京江宁经济技术开_349 | BUS_CNODE_JCT__1424 | BUS_CNODE_JCT__1326 | 0.0044999999999999997 | 50 | 0.5 | 150 | 0.0030000000000000001 | Closed | 10 | 0 | 50
68 | HVCB_1123_1_678 | BUS_CNODE_JCT__1426 | BUS_号环网柜（自）（气）_205 | 0.0044999999999999997 | 50 | 0.5 | 150 | 0.0030000000000000001 | Closed | 10 | 0 | 50
69 | HVCB_至南京市江宁医院_351 | BUS_CNODE_JCT__1426 | BUS_CNODE_JCT__1324 | 0.0044999999999999997 | 50 | 0.5 | 150 | 0.0030000000000000001 | Closed | 10 | 0 | 50
70 | HVCB_1133_1_679 | BUS_CNODE_JCT__1427 | BUS_号环网柜（自）（气）_205 | 0.0044999999999999997 | 50 | 0.5 | 150 | 0.0030000000000000001 | Closed | 10 | 0 | 50
71 | HVCB_至10kV爱涛线路灯_352 | BUS_CNODE_JCT__1427 | BUS_CNODE_JCT__1357 | 0.0044999999999999997 | 50 | 0.5 | 150 | 0.0030000000000000001 | Closed | 10 | 0 | 50
72 | HVCB_由10kV爱涛线1号_509 | BUS_V爱涛线路灯所环网柜_204 | BUS_CNODE_JCT__1358 | 0.0044999999999999997 | 50 | 0.5 | 150 | 0.0030000000000000001 | Closed | 10 | 0 | 50
73 | HVCB_至路灯管理所箱变_506 | BUS_V爱涛线路灯所环网柜_204 | BUS_CNODE_JCT__1355 | 0.0044999999999999997 | 50 | 0.5 | 150 | 0.0030000000000000001 | Closed | 10 | 0 | 50
74 | HVCB_至工商局电房_507 | BUS_V爱涛线路灯所环网柜_204 | BUS_CNODE_JCT__1322 | 0.0044999999999999997 | 50 | 0.5 | 150 | 0.0030000000000000001 | Closed | 10 | 0 | 50
75 | HVCB_备用_508 | BUS_V爱涛线路灯所环网柜_204 |  | 0.0044999999999999997 | 50 | 0.5 | 150 | 0.0030000000000000001 | Closed | 10 | 0 | 50
76 | HVCB_1143_1_680 | BUS_CNODE_JCT__1428 | BUS_号环网柜（自）（气）_205 | 0.0044999999999999997 | 50 | 0.5 | 150 | 0.0030000000000000001 | Closed | 10 | 0 | 50
77 | HVCB_备用_353 | BUS_CNODE_JCT__1428 |  | 0.0044999999999999997 | 50 | 0.5 | 150 | 0.0030000000000000001 | Closed | 10 | 0 | 50
78 | HVCB_1153_1_681 | BUS_CNODE_JCT__1429 | BUS_号环网柜（自）（气）_205 | 0.0044999999999999997 | 50 | 0.5 | 150 | 0.0030000000000000001 | Closed | 10 | 0 | 50
79 | HVCB_备用_354 | BUS_CNODE_JCT__1429 |  | 0.0044999999999999997 | 50 | 0.5 | 150 | 0.0030000000000000001 | Closed | 10 | 0 | 50
80 | HVCB_至10kV爱涛线#1_531 | BUS_CNODE_JCT__1334 | BUS_爱涛线爱佛#2环网柜_212 | 0.0044999999999999997 | 50 | 0.5 | 150 | 0.0030000000000000001 | Closed | 10 | 0 | 50
81 | HVCB_备用_1_532 |  | BUS_爱涛线爱佛#2环网柜_212 | 0.0044999999999999997 | 50 | 0.5 | 150 | 0.0030000000000000001 | Closed | 10 | 0 | 50
82 | HVCB_备用_1_533 |  | BUS_爱涛线爱佛#2环网柜_212 | 0.0044999999999999997 | 50 | 0.5 | 150 | 0.0030000000000000001 | Closed | 10 | 0 | 50
83 | HVCB_由10kV爱涛线4号_534 | BUS_CNODE_JCT__1336 | BUS_爱涛线爱佛#2环网柜_212 | 0.0044999999999999997 | 50 | 0.5 | 150 | 0.0030000000000000001 | Closed | 10 | 0 | 50
84 | HVCB_1013_1_683 | BUS_CNODE_JCT__1339 | BUS_CNODE_JCT__1432 | 0.0044999999999999997 | 50 | 0.5 | 150 | 0.0030000000000000001 | Closed | 10 | 0 | 50
85 | HVCB_至10kV爱涛线爱佛_360 | BUS_CNODE_JCT__1432 | BUS_涛线4号环网柜（自）_213 | 0.0044999999999999997 | 50 | 0.5 | 150 | 0.0030000000000000001 | Closed | 10 | 0 | 50
86 | HVCB_由220kV九龙变1_359 | BUS_CNODE_JCT__1431 | BUS_涛线4号环网柜（自）_213 | 0.0044999999999999997 | 50 | 0.5 | 150 | 0.0030000000000000001 | Closed | 10 | 0 | 50
87 | HVCB_1123_1_682 | BUS_CNODE_JCT__1340 | BUS_CNODE_JCT__1431 | 0.0044999999999999997 | 50 | 0.5 | 150 | 0.0030000000000000001 | Closed | 10 | 0 | 50
88 | HVCB_爱涛线147断路器_344 | BUS_九龙变_243 | BUS_CNODE_JCT__1277 | 0.0044999999999999997 | 50 | 0.5 | 150 | 0.0030000000000000001 | Closed | 10 | 0 | 50
89 | HVCB_备用_361 | BUS_CNODE_JCT__1433 | BUS_涛线4号环网柜（自）_213 | 0.0044999999999999997 | 50 | 0.5 | 150 | 0.0030000000000000001 | Closed | 10 | 0 | 50
90 | HVCB_1023_1_684 |  | BUS_CNODE_JCT__1433 | 0.0044999999999999997 | 50 | 0.5 | 150 | 0.0030000000000000001 | Closed | 10 | 0 | 50
91 | HVCB_备用_362 | BUS_CNODE_JCT__1434 | BUS_涛线4号环网柜（自）_213 | 0.0044999999999999997 | 50 | 0.5 | 150 | 0.0030000000000000001 | Closed | 10 | 0 | 50
92 | HVCB_1113_1_685 |  | BUS_CNODE_JCT__1434 | 0.0044999999999999997 | 50 | 0.5 | 150 | 0.0030000000000000001 | Closed | 10 | 0 | 50
93 | HVCB_PT柜_1_535 | BUS_CNODE_JCT__1435 | BUS_涛线4号环网柜（自）_213 | 0.0044999999999999997 | 50 | 0.5 | 150 | 0.0030000000000000001 | Closed | 10 | 0 | 50
94 | HVCB_亚都I_487 | BUS_CNODE_JCT__1384 | BUS_CNODE_JCT__1363 | 0.0044999999999999997 | 50 | 0.5 | 150 | 0.0030000000000000001 | Closed | 10 | 0 | 50
95 | HVCB_10kV爱涛线_1_550 | BUS_CNODE_JCT__1362 | BUS_都天元居开闭所（自）_220 | 0.0044999999999999997 | 50 | 0.5 | 150 | 0.0030000000000000001 | Closed | 10 | 0 | 50
96 | HVCB_#1母联_1_536 | BUS_CNODE_JCT__1436 | BUS_都天元居开闭所（自）_220 | 0.0044999999999999997 | 50 | 0.5 | 150 | 0.0030000000000000001 | Open | 10 | 0 | 50
97 | HVCB_#2母联_1_537 | BUS_CNODE_JCT__1436 | BUS_都天元居开闭所（自）_219 | 0.0044999999999999997 | 50 | 0.5 | 150 | 0.0030000000000000001 | Closed | 10 | 0 | 50
98 | HVCB_#2所变_1_538 |  | BUS_都天元居开闭所（自）_219 | 0.0044999999999999997 | 50 | 0.5 | 150 | 0.0030000000000000001 | Closed | 10 | 0 | 50
99 | HVCB_#2环网柜线（客户变_539 |  | BUS_都天元居开闭所（自）_219 | 0.0044999999999999997 | 50 | 0.5 | 150 | 0.0030000000000000001 | Closed | 10 | 0 | 50
100 | HVCB_#1、2变II线_1_540 |  | BUS_都天元居开闭所（自）_219 | 0.0044999999999999997 | 50 | 0.5 | 150 | 0.0030000000000000001 | Closed | 10 | 0 | 50
101 | HVCB_#3、4变II线_1_541 |  | BUS_都天元居开闭所（自）_219 | 0.0044999999999999997 | 50 | 0.5 | 150 | 0.0030000000000000001 | Closed | 10 | 0 | 50
102 | HVCB_#2客户变线_1_542 |  | BUS_都天元居开闭所（自）_219 | 0.0044999999999999997 | 50 | 0.5 | 150 | 0.0030000000000000001 | Closed | 10 | 0 | 50
103 | HVCB_#1、#2箱变2线__543 |  | BUS_都天元居开闭所（自）_219 | 0.0044999999999999997 | 50 | 0.5 | 150 | 0.0030000000000000001 | Closed | 10 | 0 | 50
104 | HVCB_10kV通淮线_1_551 |  | BUS_都天元居开闭所（自）_219 | 0.0044999999999999997 | 50 | 0.5 | 150 | 0.0030000000000000001 | Closed | 10 | 0 | 50
105 | HVCB_#1、#2箱变1线__544 | BUS_CNODE_JCT__1304 | BUS_都天元居开闭所（自）_220 | 0.0044999999999999997 | 50 | 0.5 | 150 | 0.0030000000000000001 | Closed | 10 | 0 | 50
106 | HVCB_天元居#1箱变进线开_559 | BUS_亚都天元居#1箱变_227 | BUS_CNODE_JCT__1446 | 0.0044999999999999997 | 50 | 0.5 | 150 | 0.0030000000000000001 | Closed | 10 | 0 | 50
107 | HVCB_#1客户变线_1_545 | BUS_CNODE_JCT__1305 | BUS_都天元居开闭所（自）_220 | 0.0044999999999999997 | 50 | 0.5 | 150 | 0.0030000000000000001 | Closed | 10 | 0 | 50
108 | HVCB_#3、4变I线_1_546 | BUS_CNODE_JCT__1364 | BUS_都天元居开闭所（自）_220 | 0.0044999999999999997 | 50 | 0.5 | 150 | 0.0030000000000000001 | Closed | 10 | 0 | 50
109 | HVCB_#1、2变I线_1_547 | BUS_CNODE_JCT__1365 | BUS_都天元居开闭所（自）_220 | 0.0044999999999999997 | 50 | 0.5 | 150 | 0.0030000000000000001 | Closed | 10 | 0 | 50
110 | HVCB_#1环网柜线（客户变_548 | BUS_CNODE_JCT__1361 | BUS_都天元居开闭所（自）_220 | 0.0044999999999999997 | 50 | 0.5 | 150 | 0.0030000000000000001 | Closed | 10 | 0 | 50
111 | HVCB_由亚都天元居开闭所1_345 | BUS_kV爱涛线亚都环网柜_203 | BUS_CNODE_JCT__1360 | 0.0044999999999999997 | 50 | 0.5 | 150 | 0.0030000000000000001 | Closed | 10 | 0 | 50
112 | HVCB_至10kV爱涛线亚都_346 | BUS_kV爱涛线亚都环网柜_203 | BUS_CNODE_JCT__1423 | 0.0044999999999999997 | 50 | 0.5 | 150 | 0.0030000000000000001 | Closed | 10 | 0 | 50
113 | HVCB_至10kV爱涛线亚都_347 | BUS_kV爱涛线亚都环网柜_203 | BUS_CNODE_JCT__1330 | 0.0044999999999999997 | 50 | 0.5 | 150 | 0.0030000000000000001 | Closed | 10 | 0 | 50
114 | HVCB_亚都天元居#4箱变进_560 | BUS_line1_228 | BUS_CNODE_JCT__1447 | 0.0044999999999999997 | 50 | 0.5 | 150 | 0.0030000000000000001 | Closed | 10 | 0 | 50
115 | HVCB_至10kV爱涛线亚都_348 | BUS_kV爱涛线亚都环网柜_203 | BUS_CNODE_JCT__1331 | 0.0044999999999999997 | 50 | 0.5 | 150 | 0.0030000000000000001 | Closed | 10 | 0 | 50
116 | HVCB_亚都天元居#3箱变进_561 | BUS_亚都天元居#3箱变_229 | BUS_CNODE_JCT__1448 | 0.0044999999999999997 | 50 | 0.5 | 150 | 0.0030000000000000001 | Closed | 10 | 0 | 50
117 | HVCB_1#所用变_1_549 |  | BUS_都天元居开闭所（自）_220 | 0.0044999999999999997 | 50 | 0.5 | 150 | 0.0030000000000000001 | Closed | 10 | 0 | 50
118 | HVCB_至10kV爱涛线09_528 | BUS_CNODE_JCT__1371 | BUS_涛线#2环网柜（自）_211 | 0.0044999999999999997 | 50 | 0.5 | 150 | 0.0030000000000000001 | Closed | 10 | 0 | 50
119 | HVCB_备用_1_527 |  | BUS_涛线#2环网柜（自）_211 | 0.0044999999999999997 | 50 | 0.5 | 150 | 0.0030000000000000001 | Closed | 10 | 0 | 50
120 | HVCB_备用_1_529 |  | BUS_涛线#2环网柜（自）_211 | 0.0044999999999999997 | 50 | 0.5 | 150 | 0.0030000000000000001 | Closed | 10 | 0 | 50
121 | HVCB_至10kV爱涛线10_530 | BUS_CNODE_JCT__1368 | BUS_涛线#2环网柜（自）_211 | 0.0044999999999999997 | 50 | 0.5 | 150 | 0.0030000000000000001 | Closed | 10 | 0 | 50
122 | HVCB_能瑞充电一_572 | BUS_CNODE_JCT__1382 | BUS_CNODE_JCT__1462 | 0.0044999999999999997 | 50 | 0.5 | 150 | 0.0030000000000000001 | Closed | 10 | 0 | 50
123 | HVCB_高湖路灯_573 | BUS_CNODE_JCT__1375 | BUS_CNODE_JCT__1465 | 0.0044999999999999997 | 50 | 0.5 | 150 | 0.0030000000000000001 | Closed | 10 | 0 | 50
124 | HVCB_1123_1_688 | BUS_CNODE_JCT__1367 | BUS_CNODE_JCT__1469 | 0.0044999999999999997 | 50 | 0.5 | 150 | 0.0030000000000000001 | Closed | 10 | 0 | 50
125 | HVCB_至10kV爱涛线01_373 | BUS_号线2号环网柜（自）_241 | BUS_CNODE_JCT__1469 | 0.0044999999999999997 | 50 | 0.5 | 150 | 0.0030000000000000001 | Open | 10 | 0 | 50
126 | HVCB_由10kV苏源4号线_371 | BUS_号线2号环网柜（自）_241 | BUS_CNODE_JCT__1467 | 0.0044999999999999997 | 50 | 0.5 | 150 | 0.0030000000000000001 | Closed | 10 | 0 | 50
127 | HVCB_1013_1_686 |  | BUS_CNODE_JCT__1467 | 0.0044999999999999997 | 50 | 0.5 | 150 | 0.0030000000000000001 | Closed | 10 | 0 | 50
128 | HVCB_备用_372 | BUS_号线2号环网柜（自）_241 | BUS_CNODE_JCT__1468 | 0.0044999999999999997 | 50 | 0.5 | 150 | 0.0030000000000000001 | Closed | 10 | 0 | 50
129 | HVCB_1113_1_687 |  | BUS_CNODE_JCT__1468 | 0.0044999999999999997 | 50 | 0.5 | 150 | 0.0030000000000000001 | Closed | 10 | 0 | 50
130 | HVCB_至10kV苏源4号线_374 | BUS_号线2号环网柜（自）_241 | BUS_CNODE_JCT__1470 | 0.0044999999999999997 | 50 | 0.5 | 150 | 0.0030000000000000001 | Closed | 10 | 0 | 50
131 | HVCB_1043_1_691 |  | BUS_CNODE_JCT__1470 | 0.0044999999999999997 | 50 | 0.5 | 150 | 0.0030000000000000001 | Closed | 10 | 0 | 50
132 | HVCB_至10kV苏源4号线_375 | BUS_号线2号环网柜（自）_241 | BUS_CNODE_JCT__1471 | 0.0044999999999999997 | 50 | 0.5 | 150 | 0.0030000000000000001 | Closed | 10 | 0 | 50
133 | HVCB_1033_1_689 |  | BUS_CNODE_JCT__1471 | 0.0044999999999999997 | 50 | 0.5 | 150 | 0.0030000000000000001 | Closed | 10 | 0 | 50
134 | HVCB_至10kv佛首2号线_376 | BUS_号线2号环网柜（自）_241 | BUS_CNODE_JCT__1472 | 0.0044999999999999997 | 50 | 0.5 | 150 | 0.0030000000000000001 | Closed | 10 | 0 | 50
135 | HVCB_1053_1_690 |  | BUS_CNODE_JCT__1472 | 0.0044999999999999997 | 50 | 0.5 | 150 | 0.0030000000000000001 | Closed | 10 | 0 | 50
136 | HVCB_PT柜_1_574 | BUS_CNODE_JCT__1466 | BUS_号线2号环网柜（自）_241 | 0.0044999999999999997 | 50 | 0.5 | 150 | 0.0030000000000000001 | Closed | 10 | 0 | 50
137 | HVCB_隐龙山_489 | BUS_CNODE_JCT__1417 | BUS_CNODE_JCT__1421 | 0.0044999999999999997 | 50 | 0.5 | 150 | 0.0030000000000000001 | Closed | 10 | 0 | 50
138 | HVCB_由爱涛线隐龙山支05_518 | BUS_CNODE_JCT__1295 | BUS_爱涛线太平南区环网柜_208 | 0.0044999999999999997 | 50 | 0.5 | 150 | 0.0030000000000000001 | Closed | 10 | 0 | 50
139 | HVCB_备用_1_515 |  | BUS_爱涛线太平南区环网柜_208 | 0.0044999999999999997 | 50 | 0.5 | 150 | 0.0030000000000000001 | Closed | 10 | 0 | 50
140 | HVCB_至太平南区2欧变_1_516 | BUS_CNODE_JCT__1293 | BUS_爱涛线太平南区环网柜_208 | 0.0044999999999999997 | 50 | 0.5 | 150 | 0.0030000000000000001 | Closed | 10 | 0 | 50
141 | HVCB_太平南区#2欧变进线_562 | BUS_line1_230 | BUS_CNODE_JCT__1449 | 0.0044999999999999997 | 50 | 0.5 | 150 | 0.0030000000000000001 | Closed | 10 | 0 | 50
142 | HVCB_至太平南区1#欧变__517 | BUS_CNODE_JCT__1292 | BUS_爱涛线太平南区环网柜_208 | 0.0044999999999999997 | 50 | 0.5 | 150 | 0.0030000000000000001 | Closed | 10 | 0 | 50
143 | HVCB_太平南区#1欧变进线_557 | BUS_line1_224 | BUS_CNODE_JCT__1443 | 0.0044999999999999997 | 50 | 0.5 | 150 | 0.0030000000000000001 | Closed | 10 | 0 | 50
144 | HVCB_至爱涛线隐龙山支#6_519 | BUS_CNODE_JCT__1297 | BUS_V西花园线6号环网柜_209 | 0.0044999999999999997 | 50 | 0.5 | 150 | 0.0030000000000000001 | Open | 10 | 0 | 50
145 | HVCB_由10kV西花园线5_520 |  | BUS_V西花园线6号环网柜_209 | 0.0044999999999999997 | 50 | 0.5 | 150 | 0.0030000000000000001 | Closed | 10 | 0 | 50
146 | HVCB_至高尔夫西花园#5变_521 |  | BUS_V西花园线6号环网柜_209 | 0.0044999999999999997 | 50 | 0.5 | 150 | 0.0030000000000000001 | Closed | 10 | 0 | 50
147 | HVCB_至高尔夫西花园#4变_522 |  | BUS_V西花园线6号环网柜_209 | 0.0044999999999999997 | 50 | 0.5 | 150 | 0.0030000000000000001 | Closed | 10 | 0 | 50
148 | HVCB_颐秀居_488 | BUS_CNODE_JCT__1302 | BUS_CNODE_JCT__1318 | 0.0044999999999999997 | 50 | 0.5 | 150 | 0.0030000000000000001 | Closed | 10 | 0 | 50
149 | HVCB_由10kV爱涛线隐龙_526 | BUS_CNODE_JCT__1319 | BUS_涛线颐秀居#1环网柜_210 | 0.0044999999999999997 | 50 | 0.5 | 150 | 0.0030000000000000001 | Closed | 10 | 0 | 50
150 | HVCB_备用_1_523 |  | BUS_涛线颐秀居#1环网柜_210 | 0.0044999999999999997 | 50 | 0.5 | 150 | 0.0030000000000000001 | Closed | 10 | 0 | 50
151 | HVCB_至颐秀居#2箱变_1_524 | BUS_CNODE_JCT__1317 | BUS_涛线颐秀居#1环网柜_210 | 0.0044999999999999997 | 50 | 0.5 | 150 | 0.0030000000000000001 | Closed | 10 | 0 | 50
152 | HVCB_颐秀居#2变进线开关_564 | BUS_颐秀居#2变母母线_232 | BUS_CNODE_JCT__1451 | 0.0044999999999999997 | 50 | 0.5 | 150 | 0.0030000000000000001 | Closed | 10 | 0 | 50
153 | HVCB_至颐秀居#1箱变_1_525 | BUS_CNODE_JCT__1316 | BUS_涛线颐秀居#1环网柜_210 | 0.0044999999999999997 | 50 | 0.5 | 150 | 0.0030000000000000001 | Closed | 10 | 0 | 50
154 | HVCB_颐秀居#1变进线开关_563 | BUS_颐秀居#1变母线_231 | BUS_CNODE_JCT__1450 | 0.0044999999999999997 | 50 | 0.5 | 150 | 0.0030000000000000001 | Closed | 10 | 0 | 50

## dcbus
Index | ID | InService | InServiceState | MaxLoadFactor | MinLoadFactor | NominalV | PhaseType | WireType | aCoefficient | FailureRate | MTTR | NoOfLoads | OutageRate | OutageTime | PermFailureRate | ReplaceTime | SpareAvail | SwitchTime | UnitLength
1 | dcBus4 | true | As-Built | 125 | 80 | 824 | 0 | 1 | 100 | 0 | 0 | 1 | 0 | 0 | 0 | 0 | 0 | 0 | 0
2 | dcBus5 | true | As-Built | 125 | 80 | 824 | 0 | 1 | 100 | 0 | 0 | 1 | 0 | 0 | 0 | 0 | 0 | 0 | 0
3 | dcBus6 | true | As-Built | 125 | 80 | 824 | 0 | 1 | 100 | 0 | 0 | 1 | 0 | 0 | 0 | 0 | 0 | 0 | 0
4 | dcBus1 | true | As-Built | 125 | 80 | 824 | 0 | 1 | 100 | 0 | 0 | 1 | 0 | 0 | 0 | 0 | 0 | 0 | 0
5 | dcBus2 | true | As-Built | 125 | 80 | 824 | 0 | 1 | 100 | 0 | 0 | 1 | 0 | 0 | 0 | 0 | 0 | 0 | 0
6 | dcBus3 | true | As-Built | 125 | 80 | 824 | 0 | 1 | 100 | 0 | 0 | 1 | 0 | 0 | 0 | 0 | 0 | 0 | 0

## dcimpedance
Index | ID | FromBus | IID | InService | InServiceState | RValue | LValue | ToBus | PhaseType | WireType | FailureRate | MomentaryRate | MTTR | NoOfLoads | OutageRate | OutageTime | PermFailureRate | ReplaceTime | SpareAvail | SwitchTime | UnitLength
1 | dcZ3 | dcBus4 | 5361 | true | As-Built | 0.200000003 | 0 | dcBus5 | 0 | 1 | 0 | 80 | 0 | 1 | 0 | 0 | 0 | 0 | 0 | 0 | 0
2 | dcZ4 | dcBus6 | 5367 | true | As-Built | 0.200000003 | 0 | dcBus5 | 0 | 1 | 0 | 80 | 0 | 1 | 0 | 0 | 0 | 0 | 0 | 0 | 0
3 | dcZ1 | dcBus1 | 5319 | true | As-Built | 0.200000003 | 0 | dcBus2 | 0 | 1 | 0 | 80 | 0 | 1 | 0 | 0 | 0 | 0 | 0 | 0 | 0
4 | dcZ2 | dcBus2 | 5332 | true | As-Built | 0.200000003 | 0 | dcBus3 | 0 | 1 | 0 | 80 | 0 | 1 | 0 | 0 | 0 | 0 | 0 | 0 | 0

## dclumpload
Index | ID | DCV | InService | InServiceState | KFactor | KW | MTLoadPercent | Bus | StaticLoadPercent | PhaseType | ProfileSector | SingleYearForecastOpt | FailureRate | MTTR | NoOfLoads | OutageRate | OutageTime | PermFailureRate | ReplaceTime | SpareAvail | SwitchTime | UniformScalePQ
1 | dcLump2 | 824 | true | As-Built | 1000 | 150 | 100 | dcBus6 | 0 | 0 |  | 0 | 0 | 0 | 1 | 0 | 0 | 0 | 0 | 0 | 0 | 0
2 | dcLump1 | 824 | true | As-Built | 1000 | 150 | 100 | dcBus2 | 0 | 0 |  | 0 | 0 | 0 | 1 | 0 | 0 | 0 | 0 | 0 | 0 | 0

## dcconverter
Index | ID | IMaxPercent | InputBus | InputPhaseType | InputTerminalType | InputV | InService | InServiceState | KW | OutputBus | OutputPhaseType | OutputTap | OutputTerminalType | OutputV | PercentEFF | FailureRate | MTTR | OutageRate | OutageTime | PermFailureRate | ReplaceTime | SpareAvail | SwitchTime

## dccb
Index | ID | FromBus | ToBus | FailureRate | MTTR | OutageRate | OutageTime | PdeStatus | PermFailureRate | ReplaceTime | SpareAvail | SwitchTime

## inverter
Index | ID | OpAcKw | OpAcKvar | OpAcKv | OpAcAmp | OpDcKw | DckW | DcPercentEFF | DcPercentIMax | DcPhaseType | DcTerminalType | DcV | DcVMax | DcVMin | diDV | EarthingType | GenerationCategory | BusID | CZNetwork | IkPFMax | IkPFMin | IMin | InService | InServiceState | KV | GenCat0ACkW | GenCat0kVar | KVA | KVAMax | KvarMax | KWMax | MaxPF | MinPF | MPPTControl | MPPTDCVMax | MPPTDCVMin | MPPTInitialDCV | MPPTNumSteps | MvarLimitsOpt | NegSeqCurrentInjection | NegSeqCurrentLimit | NegSeqDeadbandMin | NegSeqDiDV | PF | Phase | PhaseConnection | PowerFactorOpt | RegulatedVac | SmartInverterOpt | SP3Wire | SpareDF | StaticVarSupportPercentage | VAtIMax | VMaxOp | VMinOp | Vref | VShutOff | PdeStatus | FailureRate | MTTR | OutageRate | OutageTime | PermFailureRate | ReplaceTime | SpareAvail | SwitchTime | UserDefPoints
1 | Inv2 | 0 | 0 | 0 | 0 | 0 | 150 | 90 | 105 | 0 | 1 | 824 | 110 | 0 | 2 | 5 | IP8AAPP/AAAKAAAAAADIQgAAIEIAAAAAAADIQgAAAAAAAKBBAADIQgAAAAAAAAAAAAAAAAAAoEIAAAAAAAAAAAAAyEIAAAAAAAAAAAAAyEIAAAAAAAAAAAAAAAAAAAAAAAAAAAAAAAAAAMhCAAAAAAAAAAAAAMhCAAAAAAAAAAAAAAAAAAAAAAAAAAAAAAAAAADIQgAAAAAAAAAAAADIQgAAAAAAAAAAAAAAAAAAAAAAAAAAAAAAAAAAyEIAAAAAAAAAAAAAyEIAAAAAAAAAAAAAAAAAAAAAAAAAAAAAAAAAAMhCAAAAAAAAAAAAAMhCAAAAAAAAAAAAAAAAAAAAAAAAAAAAAAAAAADIQgAAAAAAAAAAAADIQgAAAAAAAAAAAAAAAAAAAAAAAAAAAAAAAAAAyEIAAAAAAAAAAAAAyEIAAAAAAAAAAAAAAAAAAAAAAAAAAAAAAAAAAMhCAAAAAAAAAAAAAMhCAAAAAAAAAAAAAAAAAAAAAAAAAAAAAAAAAADIQgAAAAAAAAAAAADIQgAAAAAAAAAAAAAAAAAAAAADAAAAAAAAAAAAVkAAAAAAAABZQAAAAAAAAFZAAAAAAAAAWUAAAAAAAIBaQAAAAAAAAFlAAAAAAACAWkAAAAAAAABZQAAAAAAAgFtAAAAAAAAANEAAAAAAAIBbQAAAAAAAADRAAAAAAA | BUS_苑#16变1变_80_1499 | dcBus4 | 110 | 100 | 100 | true | As-Built | 0.400000006 | 40 | 20 | 135 | 135 | 135 | 135 | 100 | 80 | 0 | 110 | 40 | 100 | 15 | 0 | 0 | 100 | 10 | 2 | 100 | 0 | 0 | 0 | 1 | 1 | 0 | 0 | 0 | 40 | 110 | 90 | 100 | 50 | Continuous | 1.254 | 5 | 1 | 8 | 1.254 | 10 | 0 | 2 | <UserDefPoints><UserDefPQPoints></UserDefPQPoints><UserDefPVPoints><UserDefPVPoint percentVGenerating="88.00" percentPGenerating="100.00" percentVCharging="88.00" percentPCharging="100.00" /><UserDefPVPoint percentVGenerating="106.00" percentPGenerating="100.00" percentVCharging="106.00" percentPCharging="100.00" /><UserDefPVPoint percentVGenerating="110.00" percentPGenerating="20.00" percentVCharging="110.00" percentPCharging="20.00" /></UserDefPVPoints><UserDefQVPoints></UserDefQVPoints></UserDefPoints>
2 | Inv1 | 0 | 0 | 0 | 0 | 0 | 150 | 90 | 105 | 0 | 1 | 824 | 110 | 0 | 2 | 5 | IP8AAPP/AAAKAAAAAADIQgAAyMIAAAAAAADIQgAAAAAAAEjCAADIQgAAgD8AAAAAAAAAAAAAoEIAAAAAAAAAAAAAyEIAAAAAAAAAAAAAyEIAAAAAAAAAAAAAAAAAAAAAAAAAAAAAAAAAAMhCAAAAAAAAAAAAAMhCAAAAAAAAAAAAAAAAAAAAAAAAAAAAAAAAAADIQgAAAAAAAAAAAADIQgAAAAAAAAAAAAAAAAAAAAAAAAAAAAAAAAAAyEIAAAAAAAAAAAAAyEIAAAAAAAAAAAAAAAAAAAAAAAAAAAAAAAAAAMhCAAAAAAAAAAAAAMhCAAAAAAAAAAAAAAAAAAAAAAAAAAAAAAAAAADIQgAAAAAAAAAAAADIQgAAAAAAAAAAAAAAAAAAAAAAAAAAAAAAAAAAyEIAAAAAAAAAAAAAyEIAAAAAAAAAAAAAAAAAAAAAAAAAAAAAAAAAAMhCAAAAAAAAAAAAAMhCAAAAAAAAAAAAAAAAAAAAAAAAAAAAAAAAAADIQgAAAAAAAAAAAADIQgAAAAAAAAAAAAAAAAAAAAADAAAAAAAAAAAAVkAAAAAAAABZQAAAAAAAAFZAAAAAAAAAWUAAAAAAAIBaQAAAAAAAAFlAAAAAAACAWkAAAAAAAABZQAAAAAAAgFtAAAAAAAAANEAAAAAAAIBbQAAAAAAAADRAAwAAAAAAAAAAAAAAAAAAAAAAAAAAAAAAAAAAAAAAAAAAAAAAAAAAAAAAAAAAAAAAAAAAAA | BUS_CNODE_JCT__1289 | dcBus1 | 110 | 100 | 100 | true | As-Built | 10 | -100 | -50 | 135 | 135 | 135 | 135 | 100 | 80 | 0 | 110 | 40 | 100 | 15 | 0 | 0 | 100 | 10 | 2 | 100 | 0 | 0 | 0 | 1 | 1 | 0 | 0 | 0 | 40 | 110 | 90 | 100 | 50 | Continuous | 1.254 | 5 | 1 | 8 | 1.254 | 10 | 0 | 2 | <UserDefPoints><UserDefPQPoints></UserDefPQPoints><UserDefPVPoints><UserDefPVPoint percentVGenerating="88.00" percentPGenerating="100.00" percentVCharging="88.00" percentPCharging="100.00" /><UserDefPVPoint percentVGenerating="106.00" percentPGenerating="100.00" percentVCharging="106.00" percentPCharging="100.00" /><UserDefPVPoint percentVGenerating="110.00" percentPGenerating="20.00" percentVCharging="110.00" percentPCharging="20.00" /></UserDefPVPoints><UserDefQVPoints><UserDefQVPoint percentV="0.00" percentQ="0.00" /><UserDefQVPoint percentV="0.00" percentQ="0.00" /><UserDefQVPoint percentV="0.00" percentQ="0.00" /></UserDefQVPoints></UserDefPoints>

## charger
Index | ID | OpMW | OpMvar | DckW | DcLoadkW | DcPercentIMax | DcPhaseType | DcSmoothL | DcSmoothR | DcTapPercentage | DcTerminalType | DcV | DcVeq | DcVFloat | DcVFloatMax | DcVFloatMin | IAtZeroV | IMin | InService | InServiceState | Iop | Issue | KV | KVA | MVA | Bus | CZNetwork | MVASc | OperatingAlfa | PercentDF | PercentEFF | Phase | PhaseConnection | ScContribution | ScK | SP3Wire | SpareDF | SystemR | SystemX | SystemXOverR | UpdateZFromSc | VAtIMax | Xc | XfmrR | XfmrX | PdeStatus | ProfileSector | RectifierMaxV | SCMaxV | SCMfrModelID | SCParameter | SCSpeed | SCStandard | FailureRate | MTTR | NoOfLoads | OutageRate | OutageTime | PermFailureRate | ReplaceTime | SpareAvail | SwitchTime

## battery
Index | ID | BatteryType | DisChargeMethod | Eff | IchargeMax | IdischargeMax | InService | InServiceState | Bus | NrOfCells | NoOfPacks | NrOfStrings | IValue | OperatingSoC | OpGenBusGID | OpGenBusID | OpGenChargeBand | OpGenChargeMW | OpGenDisChargeBand | OpGenDisChargeMW | PhaseType | QValue | Rated | TerminalType | VbatMax | VbatMin | FailureRate | MTTR | OutageRate | OutageTime | PermFailureRate | ReplaceTime | SpareAvail | SwitchTime | ModelID | ModelType
1 | Battery2 | 0 | 1 | 85 | 10 | 20 | true | As-Built | dcBus5 | 20 | 20 | 20 | 0 | 0 | 2185560065 | 5365 | 0.00100000005 | 1 | 0.00100000005 | 0.100000001 | 0 | 110 | 1 | 1 | 120 | 100 | 0 | 0 | 0 | 0 | 0 | 0 | 0 | 0 | 450043002D003200300030003700200020002000200020000000000000003041443730333430762F000030304330373934343030303030303030190008000000 | 050000000000484300005C4366463B440000CE440AD7233B
2 | Battery1 | 0 | 1 | 85 | 10 | 20 | true | As-Built | dcBus3 | 20 | 20 | 20 | 0 | 0 | 2185560065 | 5334 | 0.00100000005 | 1 | 0.00100000005 | 0.100000001 | 0 | 110 | 1 | 1 | 120 | 100 | 0 | 0 | 0 | 0 | 0 | 0 | 0 | 0 | 450043002D003200300030003700200020002000200020000000000000003041443730333430762F000030304330373934343030303030303030190008000000 | 050000000000484300005C4366463B440000CE440AD7233B